{"text_format":"3","workbook":"xls","n_sheets":39,"sheets":["B.1 招标工程量清单封面(封-1)","C.1 工程项目招标工程量清单扉页(扉1)","D 工程项目计价总说明(表-01)","F.1.1 分部分项工程清单计价表(表-08)【4F装修工程~","F.1.2 单价措施项目清单计价表(表-08)【4F装修工程~","F.4 总价措施项目清单计价表(表-11)【4F装修工程‖4~","G.1 其他项目清单计价汇总表(表-12)【4F装修工程‖4~","G.2 暂列金额明细表(表-12-1)【4F装修工程‖4F装~","H 规费、税金项目清单计价表(表-13)【4F装修工程‖4F~","F.1.1 分部分项工程清单计价表(表-08)【4F装修工~1","F.1.2 单价措施项目清单计价表(表-08)【4F装修工~1","F.4 总价措施项目清单计价表(表-11)【4F装修工程‖~1","G.1 其他项目清单计价汇总表(表-12)【4F装修工程‖~1","G.2 暂列金额明细表(表-12-1)【4F装修工程‖4F安~","H 规费、税金项目清单计价表(表-13)【4F装修工程‖4~1","F.1.1 分部分项工程清单计价表(表-08)【5F装修工程~","F.1.2 单价措施项目清单计价表(表-08)【5F装修工程~","F.4 总价措施项目清单计价表(表-11)【5F装修工程‖5~","G.1 其他项目清单计价汇总表(表-12)【5F装修工程‖5~","G.2 暂列金额明细表(表-12-1)【5F装修工程‖5F装~","H 规费、税金项目清单计价表(表-13)【5F装修工程‖5F~","F.1.1 分部分项工程清单计价表(表-08)【5F装修工~1","F.1.2 单价措施项目清单计价表(表-08)【5F装修工~1","F.4 总价措施项目清单计价表(表-11)【5F装修工程‖~1","G.1 其他项目清单计价汇总表(表-12)【5F装修工程‖~1","G.2 暂列金额明细表(表-12-1)【5F装修工程‖5F安~","H 规费、税金项目清单计价表(表-13)【5F装修工程‖5~1","F.1.1 分部分项工程清单计价表(表-08)【6F装修工程~","F.1.2 单价措施项目清单计价表(表-08)【6F装修工程~","F.4 总价措施项目清单计价表(表-11)【6F装修工程‖6~","G.1 其他项目清单计价汇总表(表-12)【6F装修工程‖6~","G.2 暂列金额明细表(表-12-1)【6F装修工程‖6F装~","H 规费、税金项目清单计价表(表-13)【6F装修工程‖6F~","F.1.1 分部分项工程清单计价表(表-08)【6F装修工~1","F.1.2 单价措施项目清单计价表(表-08)【6F装修工~1","F.4 总价措施项目清单计价表(表-11)【6F装修工程‖~1","G.1 其他项目清单计价汇总表(表-12)【6F装修工程‖~1","G.2 暂列金额明细表(表-12-1)【6F装修工程‖6F安~","H 规费、税金项目清单计价表(表-13)【6F装修工程‖6~1"],"read":"whole","date_system":"1900","formulas":"cached_only"}

{"sheet":"B.1 招标工程量清单封面(封-1)","index":0,"n_rows":8,"n_cols":7,"rows_kept":8,"merged":[[0,1,0,5],[1,0,1,6],[2,0,2,1],[2,2,2,4],[2,5,2,6],[3,0,3,1],[3,2,3,4],[3,5,3,6],[4,0,4,2],[4,4,4,6],[5,0,5,2],[5,4,5,6],[6,0,6,6],[7,0,7,6]],"flags":["formulas_cached_only"]}
["","四川省交通运输厅交通勘察设计研究院附楼4、5、6楼装修工程","","","","","工程"]
["招标工程量清单","","","","","",""]
["招  标  人:",""," ","","","",""]
["        ","","(单位盖章)","","","",""]
["造价咨询人:","",""," ","","",""]
["              \r\n","","","(单位盖章)","","",""]
[" ","","","","","",""]
["封-1","","","","","",""]

{"sheet":"C.1 工程项目招标工程量清单扉页(扉1)","index":1,"n_rows":10,"n_cols":18,"rows_kept":10,"merged":[[0,0,0,1],[0,2,0,16],[1,0,1,17],[2,0,2,3],[2,4,2,8],[2,9,2,10],[2,12,2,17],[3,0,3,2],[3,3,3,7],[3,8,3,11],[3,12,3,17],[4,0,4,2],[4,3,4,7],[4,8,4,9],[4,10,4,14],[4,15,4,17],[5,1,5,6],[5,7,5,12],[5,13,5,17],[6,0,6,2],[6,3,6,6],[6,7,6,10],[6,11,6,14],[6,15,6,17],[7,0,7,1],[7,2,7,5],[7,6,7,13],[7,14,7,17],[8,0,8,4],[8,5,8,9],[8,10,8,15],[8,16,8,17],[9,0,9,17]],"flags":["formulas_cached_only"]}
["","","四川省交通运输厅交通勘察设计研究院附楼4、5、6楼装修工程","","","","","","","","","","","","","","","工程"]
["招标工程量清单","","","","","","","","","","","","","","","","",""]
["招  标  人:","","",""," ","","","","","","","造价咨询人:"," ","","","","",""]
["","","","(单位盖章)","","","","","","","","","（单位资质专用章）","","","","",""]
["法定代表人\r\n或其授权人:","",""," ","","","","","","","法定代表人\r\n或其授权人:","","","",""," ","",""]
["","(签字或盖章)","","","","","","","","","","","","(签字或盖章)","","","",""]
["编　制　人:","",""," ","","","","","","","","复　核　人:","","",""," ","",""]
["","","(造价人员签字盖专用章)","","","","","","","","","","","","(造价工程师签字盖专用章)","","",""]
["编 制 时 间:","","","",""," ","","","","","复 核 时 间:","","","","",""," ",""]
["扉-1　　　","","","","","","","","","","","","","","","","",""]

{"sheet":"D 工程项目计价总说明(表-01)","index":2,"n_rows":12,"n_cols":3,"rows_kept":12,"merged":[[0,0,0,2],[2,0,2,2],[3,0,3,2],[4,0,4,2],[5,0,5,2],[6,0,6,2],[7,0,7,2],[8,0,8,2],[9,0,9,2],[10,0,10,2],[11,0,11,2]],"flags":["formulas_cached_only"]}
["总  说  明","",""]
["工程名称：","四川省交通运输厅交通勘察设计研究院附楼4、5、6楼装修工程",""]
["1.工程概况","",""]
["本工程为四川省交通运输厅交通勘察设计研究院附楼4、5、6楼装修工程，建设地点位于成都市区。具体详见施工图","",""]
["2.工程招标和分包范围","",""]
["设计施工图内建筑、装饰和安装全部内容。\r\n","",""]
["3.工程量清单编制依据","",""]
["（一）《四川省交通运输厅交通勘察设计研究院附楼4、5、6楼装修工程》施工图。\r\n（二）计价按《建设工程工程量清单计价规范》（GB50500-2013），2015年《四川省建设工程工程量清单计价定额》及相关配套文件执行。\r\n（三）措施费按四川2015清单定额相关规定计取。\r\n（四）规费按定额规定的上限计取。\r\n（五）增值税四川2015清单定额相关规定的工程在县城时标准11%计取。\r\n（六）人工费及材料价格暂按如下标准计取，结算时应分段调整：\r\n  1.人工费：按照“川建价发【2016】41号文执行；\r\n  2.材料价格执行《四川工程造价信息》2017年2月份成都市价格，信息价中没有的材料价格参照市场价计算。","",""]
["4.工程质量、材料、施工等的特殊要求","",""]
["满足现行施工要求。","",""]
["5.其他需说明的问题","",""]
["本招标控制价工程量清单所列项目及工程量仅作为投标人投标报价的共同基础，不能作为最终结算与支付的依据","",""]

{"sheet":"F.1.1 分部分项工程清单计价表(表-08)【4F装修工程~","index":3,"n_rows":65,"n_cols":12,"rows_kept":65,"merged":[[0,0,0,11],[1,0,1,1],[1,2,1,6],[1,7,1,9],[1,10,1,11],[2,0,4,0],[2,1,4,2],[2,3,4,3],[2,4,4,4],[2,5,4,5],[2,6,4,7],[2,8,2,11],[3,8,4,8],[3,9,4,10],[5,1,5,2],[5,6,5,7],[5,9,5,10],[6,1,6,2],[6,6,6,7],[6,9,6,10],[7,1,7,2],[7,6,7,7],[7,9,7,10],[8,1,8,2],[8,6,8,7],[8,9,8,10],[9,1,9,2],[9,6,9,7],[9,9,9,10],[10,1,10,2],[10,6,10,7],[10,9,10,10],[11,1,11,2],[11,6,11,7],[11,9,11,10],[12,1,12,2],[12,6,12,7],[12,9,12,10],[13,1,13,2],[13,6,13,7],[13,9,13,10],[14,1,14,2],[14,6,14,7],[14,9,14,10],[15,1,15,2],[15,6,15,7],[15,9,15,10],[16,1,16,2],[16,6,16,7],[16,9,16,10],[17,1,17,2],[17,6,17,7],[17,9,17,10],[18,1,18,2],[18,6,18,7],[18,9,18,10],[19,1,19,2],[19,6,19,7],[19,9,19,10],[20,1,20,2],[20,6,20,7],[20,9,20,10],[21,1,21,2],[21,6,21,7],[21,9,21,10],[22,1,22,2],[22,6,22,7],[22,9,22,10],[23,1,23,2],[23,6,23,7],[23,9,23,10],[24,1,24,2],[24,6,24,7],[24,9,24,10],[25,1,25,2],[25,6,25,7],[25,9,25,10],[26,1,26,2],[26,6,26,7],[26,9,26,10],[27,1,27,2],[27,6,27,7],[27,9,27,10],[28,1,28,2],[28,6,28,7],[28,9,28,10],[29,1,29,2],[29,6,29,7],[29,9,29,10],[30,1,30,2],[30,6,30,7],[30,9,30,10],[31,1,31,2],[31,6,31,7],[31,9,31,10],[32,1,32,2],[32,6,32,7],[32,9,32,10],[33,1,33,2],[33,6,33,7],[33,9,33,10],[34,1,34,2],[34,6,34,7],[34,9,34,10],[35,1,35,2],[35,6,35,7],[35,9,35,10],[36,1,36,2],[36,6,36,7],[36,9,36,10],[37,1,37,2],[37,6,37,7],[37,9,37,10],[38,1,38,2],[38,6,38,7],[38,9,38,10],[39,1,39,2],[39,6,39,7],[39,9,39,10],[40,1,40,2],[40,6,40,7],[40,9,40,10],[41,1,41,2],[41,6,41,7],[41,9,41,10],[42,1,42,2],[42,6,42,7],[42,9,42,10],[43,1,43,2],[43,6,43,7],[43,9,43,10],[44,1,44,2],[44,6,44,7],[44,9,44,10],[45,1,45,2],[45,6,45,7],[45,9,45,10],[46,1,46,2],[46,6,46,7],[46,9,46,10],[47,1,47,2],[47,6,47,7],[47,9,47,10],[48,1,48,2],[48,6,48,7],[48,9,48,10],[49,1,49,2],[49,6,49,7],[49,9,49,10],[50,1,50,2],[50,6,50,7],[50,9,50,10],[51,1,51,2],[51,6,51,7],[51,9,51,10],[52,1,52,2],[52,6,52,7],[52,9,52,10],[53,1,53,2],[53,6,53,7],[53,9,53,10],[54,1,54,2],[54,6,54,7],[54,9,54,10],[55,1,55,2],[55,6,55,7],[55,9,55,10],[56,1,56,2],[56,6,56,7],[56,9,56,10],[57,1,57,2],[57,6,57,7],[57,9,57,10],[58,1,58,2],[58,6,58,7],[58,9,58,10],[59,1,59,2],[59,6,59,7],[59,9,59,10],[60,1,60,2],[60,6,60,7],[60,9,60,10],[61,1,61,2],[61,6,61,7],[61,9,61,10],[62,1,62,2],[62,6,62,7],[62,9,62,10],[63,1,63,2],[63,6,63,7],[63,9,63,10],[64,0,64,8],[64,9,64,10]],"flags":["formulas_cached_only"]}
["分部分项工程量清单与计价表","","","","","","","","","","",""]
["工程名称：","","四川省交通运输厅交通勘察设计研究院附楼4、5、6楼装修工程【4F装饰工程】","","","","","标段：","","","",""]
["序号","项目编码","","项目名称","项目特征描述","计量\r\n单位","工程量","","金额（元）","","",""]
["","","","","","","","","综合单价","合价","","其   中"]
["","","","","","","","","","","","暂估价"]
[" "," ","","砌筑工程"," "," "," ","","","","",""]
["1","010401003008","","新建墙体200砖墙","1.砖品种、规格、强度等级 ：Mu10页岩砖\r\n2.墙体类型 ：综合\r\n3.砂浆强度等级、配合比：M5混合砂浆","m3","4.2","","","","",""]
["2","010401012035","","卫生间地台砌筑","1.零星砌砖名称、部位 \r\n2.砖品种、规格、强度等级 \r\n3.砂浆强度等级、配合比","m2","3","","","","",""]
[" "," ","","分部小计"," "," "," ","","","","",""]
[" "," ","","门窗工程"," "," "," ","","","","",""]
["3","010801001026","","双开实木门","1.门类型：实木门\r\n2.框截面尺寸、骨架材料种类、面层材料品种:详设计\r\n3.防护材料种类：框外侧刷稀柏油二遍\r\n4.油漆品种、刷漆遍数：刮桐油灰腻子二遍，调和漆二遍","樘","1","","","","",""]
["4","010801001027","","单开实木门","1.门类型：实木门\r\n2.框截面尺寸、骨架材料种类、面层材料品种:详设计\r\n3.防护材料种类：框外侧刷稀柏油二遍\r\n4.油漆品种、刷漆遍数：刮桐油灰腻子二遍，调和漆二遍","樘","3","","","","",""]
["5","010802004028","","双开防盗门","1.门类型：钢质防盗门M1021\r\n2.防护材料种类：红丹防锈漆二遍\r\n3.油漆品种、刷漆遍数：调和漆二遍\r\n4.五金材料：球形执手锁、防盗门扣、门眼","樘","1","","","","",""]
["6","自编037","","单开门锁"," ","套","3","","","","",""]
["7","自编038","","双开门锁"," ","套","1","","","","",""]
["8","010805005024","","单开玻璃地弹门12mm","1.门类型：单开玻璃地弹门\r\n2.框外围尺寸：详设计\r\n3.玻璃品种、厚度：12mm厚钢化玻璃\r\n4.五金材料：不锈钢管子拉手、不锈钢夹具","m2","4.8","","","","",""]
["9","010805005025","","双开玻璃地弹门12mm","1.门类型：双开玻璃地弹门\r\n2.框外围尺寸：详设计\r\n3.玻璃品种、厚度：12mm厚钢化玻璃\r\n4.五金材料：不锈钢管子拉手、不锈钢夹具","m2","3.2","","","","",""]
["10","010810004033","","窗帘盒","1.窗帘盒材质、规格 \r\n2.防护材料种类","m","40.1","","","","",""]
[" "," ","","分部小计"," "," "," ","","","","",""]
[" "," ","","屋面及防水工程"," "," "," ","","","","",""]
["11","010904001034","","卫生间丙烯酸防水","1.卷材品种：2mm厚丙烯酸防水涂料\r\n2.防水做法:\r\n(1)20mm厚1：3水泥砂浆找平层\r\n(2)刷聚氨酯底胶一道\r\n(3)2mm厚丙烯酸防水涂料","m2","63","","","","",""]
[" "," ","","分部小计"," "," "," ","","","","",""]
[" "," ","","楼地面装饰工程"," "," "," ","","","","",""]
["12","011101005014","","地板自流平","1.找平层砂浆配合比、厚度 ：20厚1:3水泥砂浆找平层\r\n1.打磨地坪2遍。\r\n22地坪检测。\r\n3.清洁地面。\r\n4.涂刷界面剂。\r\n5.图刮均匀，打磨平整","m2","249.5","","","","",""]
["13","011101006013","","地面找平","20mm厚1:2水泥砂浆找平层\r\n原地面高差较大，修补超出水平部分，填补落差较大区域","m2","270","","","","",""]
["14","011102001018","","门槛石","1.找平层材料种类、厚度：1:3水泥砂浆20mm厚 \r\n2.结合层厚度、砂浆配合比：20mm厚1:2干硬性水泥砂浆 \r\n3.面层材料品种、规格：门槛石\r\n4.嵌缝材料种类：白水泥浆","m2","1.3","","","","",""]
["15","011102003016","","卫生间300*300地砖加工地砖","1.找平层材料种类、厚度：1:3水泥砂浆20mm厚 \r\n2.结合层厚度、砂浆配合比：20mm厚1:2干硬性水泥砂浆 \r\n3.面层材料品种、规格：300*300地砖加工地砖   品牌：拉斐尔\r\n4.嵌缝材料种类：白水泥浆","m2","20.3","","","","",""]
["16","011103003015","","PVC塑胶地板","1地面打磨处理\r\n2专用吸尘设备吸取表面附着颗粒，\r\n3.打胶，PVC地面图刮专用沾合剂，\r\n4.无缝切割，\r\n5.滚压，焊接\r\n6.面层材料品种、规格、品牌、颜色：PVC塑胶地板","m2","249.5","","","","",""]
["17","011105005019","","木质踢脚线","1.踢脚板高度：120mm\r\n2.基层、面层材料种类、规格：机制木工板10mm厚\r\n3.面层材料种类、规格：榉木板5mm厚、硬木收口条15mm×5mm\r\n4.防护材料种类：基层背面满刷防腐剂\r\n5.油漆品种、刷漆遍数：醇酸清漆5遍","m","133.2","","","","",""]
[" "," ","","分部小计"," "," "," ","","","","",""]
[" "," ","","墙、柱面装饰与隔断、幕墙工程"," "," "," ","","","","",""]
["18","011201001009","","卫生间墙面抹灰","1.墙体类型：砖内墙\r\n2.20mm厚1:2水泥砂浆","m2","70","","","","",""]
["19","011207001040","","卫生间包水管","1.墙体类型：砖基层\r\n2.龙骨材料种类、规格、中距：木龙骨\r\n3.基层材料种类、规格：木工板10mm厚\r\n4.面层材料品种、规格、品牌、颜色：表面饰10mm水泥版  \r\n \r\n\r\n","m2","6.5","","","","",""]
["20","011204003011","","储藏室包墙","储藏室包墙\r\n","m2","4.55","","","","",""]
["21","011204003012","","办公室包墙","办公室包墙\r\n","m2","3.9","","","","",""]
["22","011204003017","","卫生间300*600墙砖","1.墙体\r\n2.14厚1:3水泥砂浆打底，两次成活，扫毛或划出纹道；\r\n3.8厚1:0.15:2水泥石灰砂浆（内惨建筑胶或专业粘结剂）\r\n4.贴墙砖300*600  1:1水泥砂浆勾缝（颜色综合） 品牌：拉斐尔\r\n\r\n","m2","66.04","","","","",""]
["23","011210005023","","办公区深灰色铝型材成品隔断","深灰色铝型材成品隔断（10mm钢化玻璃）\r\n2、隔断高度：H=2.6m\r\n3、专业厂家定做\r\n","m2","34","","","","",""]
[" "," ","","分部小计"," "," "," ","","","","",""]
[" "," ","","天棚工程"," "," "," ","","","","",""]
["24","011302001029","","顶面石膏板吊平顶","1.吊顶形式：不上人型，平面\r\n2.龙骨材料种类、规格、中距：详设计\r\n3.面层材料品种、规格、品牌、颜色：石膏板吊顶 品牌：泰山","m2","55","","","","",""]
["25","011302001030","","卫生间防水石膏板吊平顶","1.吊顶形式：不上人型，平面\r\n2.龙骨材料种类、规格、中距：详设计\r\n3.面层材料品种、规格、品牌、颜色：防水石膏板吊顶 品牌：泰山\r\n","m2","20","","","","",""]
["26","011302001031","","顶面石膏板吊造型顶","1.吊顶形式：不上人型，跌级\r\n2.龙骨材料种类、规格、中距：详设计 \r\n3.面层材料品种、规格、品牌、颜色：石膏板吊顶 品牌：泰山\r\n","m2","100","","","","",""]
["27","011302001032","","顶面600*600复合硅钙板吊顶","1.吊顶形式：平面\r\n2.龙骨材料种类、规格、中距：详设计\r\n3.面层材料品种、规格、品牌、颜色：600*600复合硅钙板吊顶","m2","75","","","","",""]
[" "," ","","分部小计"," "," "," ","","","","",""]
[" "," ","","油漆、涂料、裱糊工程"," "," "," ","","","","",""]
["28","011406001020","","墙面乳胶漆","1.基层类型：墙面一般抹灰面\r\n2.腻子种类：石膏粉腻子、成品腻子粉、成品腻子膏\r\n3.刮腻子要求：清理基层，修补，砂纸打磨；满刮腻子一遍，找补两遍\r\n4.面层：乳胶漆面层 品牌：多乐士\r\n\r\n","m2","136.8","","","","",""]
["29","011406001021","","顶面乳胶漆","1.基层类型：天棚一般抹灰面\r\n2.腻子种类：石膏粉腻子、成品腻子粉、成品腻子膏\r\n3.刮腻子要求：清理基层，修补，砂纸打磨；满刮腻子一遍，找补两遍\r\n4.面层：乳胶漆面层 品牌：多乐士","m2","148.5","","","","",""]
["30","011406001022","","顶面防水乳胶漆","1.基层类型：天棚一般抹灰面\r\n2.腻子种类：石膏粉腻子、成品防水腻子粉、成品防水腻子膏\r\n3.刮腻子要求：清理基层，修补，砂纸打磨；满刮腻子一遍，找补两遍\r\n4.面层：防水乳胶漆 品牌：多乐士","m2","20","","","","",""]
[" "," ","","分部小计"," "," "," ","","","","",""]
[" "," ","","其他装饰工程"," "," "," ","","","","",""]
["31","011505001036","","卫生间洗手台台面","1.材料品种、规格、品牌、颜色：25mm厚600mm×1200mm的黑色磨光大理石双孔\r\n2.支架、配件品种、规格、品牌：40mm×3mm角钢托架\r\n3.油漆品种、刷漆遍数：角钢托架刷红丹防锈漆一遍、灰铅油二遍","个","2","","","","",""]
[" "," ","","分部小计"," "," "," ","","","","",""]
[" "," ","","拆除工程"," "," "," ","","","","",""]
["32","011601001001","","墙体拆除","1.人工拆除墙体等；\r\n2.建筑垃圾外运及弃土费用:投标人自行考虑。","m2","140","","","","",""]
["33","011602001004","","地台拆除","1.人工拆除地台等；\r\n2.建筑垃圾外运及弃土费用:投标人自行考虑。","m2","12","","","","",""]
["34","011604002002","","原有墙面乳胶漆铲除","1.人工拆除墙面乳胶漆等；\r\n2.建筑垃圾外运及弃土费用:投标人自行考虑。","m2","345","","","","",""]
["35","011604002006","","原有卫生间墙面水泥铲除","1.人工拆除原卫生间墙面等；\r\n2.建筑垃圾外运及弃土费用:投标人自行考虑。","m2","84","","","","",""]
["36","011606003005","","过道顶面拆除","1.人工拆除过道顶面等；\r\n2.建筑垃圾外运及弃土费用:投标人自行考虑。","m2","42","","","","",""]
["37","011610002003","","原有门拆除","1.人工拆除原有门等；\r\n2.建筑垃圾外运及弃土费用:投标人自行考虑。","樘","12","","","","",""]
[" "," ","","分部小计"," "," "," ","","","","",""]
[" "," ","","自定义分部"," "," "," ","","","","",""]
["38","自编007","","原有顶面管线及桥架拆除"," ","项","1","","","","",""]
["39","自编039","","卫生间改水"," ","m2","19","","","","",""]
[" "," ","","分部小计"," "," "," ","","","","",""]
["合　　计","","","","","","","","","","",""]

{"sheet":"F.1.2 单价措施项目清单计价表(表-08)【4F装修工程~","index":4,"n_rows":22,"n_cols":12,"rows_kept":22,"merged":[[0,0,0,11],[1,0,1,1],[1,2,1,6],[1,7,1,9],[1,10,1,11],[2,0,4,0],[2,1,4,2],[2,3,4,3],[2,4,4,4],[2,5,4,5],[2,6,4,7],[2,8,2,11],[3,8,4,8],[3,9,4,10],[5,1,5,2],[5,6,5,7],[5,9,5,10],[6,1,6,2],[6,6,6,7],[6,9,6,10],[7,1,7,2],[7,6,7,7],[7,9,7,10],[8,1,8,2],[8,6,8,7],[8,9,8,10],[9,1,9,2],[9,6,9,7],[9,9,9,10],[10,1,10,2],[10,6,10,7],[10,9,10,10],[11,1,11,2],[11,6,11,7],[11,9,11,10],[12,1,12,2],[12,6,12,7],[12,9,12,10],[13,1,13,2],[13,6,13,7],[13,9,13,10],[14,1,14,2],[14,6,14,7],[14,9,14,10],[15,1,15,2],[15,6,15,7],[15,9,15,10],[16,1,16,2],[16,6,16,7],[16,9,16,10],[17,1,17,2],[17,6,17,7],[17,9,17,10],[18,1,18,2],[18,6,18,7],[18,9,18,10],[19,1,19,2],[19,6,19,7],[19,9,19,10],[20,1,20,2],[20,6,20,7],[20,9,20,10],[21,0,21,8],[21,9,21,10]],"flags":["formulas_cached_only"]}
["单价措施项目清单与计价表","","","","","","","","","","",""]
["工程名称：","","四川省交通运输厅交通勘察设计研究院附楼4、5、6楼室装修工程【4F装饰工程】","","","","","标段：","","","",""]
["序 号","项目编码","","项目名称","项目特征描述","计量\r\n单位","工程量","","金额（元）","","",""]
["","","","","","","","","综合单价","合价","","其中"]
["","","","","","","","","","","","暂估价"]
[" "," ","","脚手架工程"," "," "," ","","","","",""]
["1","011701001001","","综合脚手架","1．建筑结构形式 \r\n2．檐口高度","m2"," ","","","","",""]
[" "," ","","小计"," "," "," ","","","","",""]
[" "," ","","垂直运输"," "," "," ","","","","",""]
["2","011703001001","","垂直运输","1. 建筑物建筑类型及结构形式 \r\n2. 地下室建筑面积 \r\n3. 建筑物檐口高度、层数","m2|天"," ","","","","",""]
[" "," ","","小计"," "," "," ","","","","",""]
[" "," ","","超高施工增加"," "," "," ","","","","",""]
["3","011704001001","","超高施工增加","1. 建筑物建筑类型及结构形式 \r\n2. 建筑物檐口高度、层数 \r\n3.单层建筑物檐口高度超过20m，多层建筑物超过6层部分的建筑面积","m2"," ","","","","",""]
[" "," ","","小计"," "," "," ","","","","",""]
[" "," ","","大型机械设备进出场及安拆"," "," "," ","","","","",""]
["4","011705001001","","大型机械设备进出场及安拆","1.机械设备名称 \r\n2.机械设备规格型号","台次"," ","","","","",""]
[" "," ","","小计"," "," "," ","","","","",""]
[" "," ","","施工排水、降水"," "," "," ","","","","",""]
["5","011706001001","","成井","1.成井方式 \r\n2.地层情况 \r\n3.成井直径 \r\n4.井（滤）管类型、直径","m"," ","","","","",""]
["6","011706002001","","排水、降水","1.机械规格型号 \r\n2.降排水管规格","昼夜"," ","","","","",""]
[" "," ","","小计"," "," "," ","","","","",""]
["合　　计","","","","","","","","","","",""]

{"sheet":"F.4 总价措施项目清单计价表(表-11)【4F装修工程‖4~","index":5,"n_rows":16,"n_cols":12,"rows_kept":16,"merged":[[0,0,0,11],[1,0,1,1],[1,2,1,5],[1,6,1,7],[1,8,1,11],[2,1,2,2],[2,3,2,4],[2,8,2,9],[3,1,3,2],[3,3,3,4],[3,8,3,9],[4,1,4,2],[4,3,4,4],[4,8,4,9],[5,1,5,2],[5,3,5,4],[5,8,5,9],[6,1,6,2],[6,3,6,4],[6,8,6,9],[7,1,7,2],[7,3,7,4],[7,8,7,9],[8,1,8,2],[8,3,8,4],[8,8,8,9],[9,1,9,2],[9,3,9,4],[9,8,9,9],[10,1,10,2],[10,3,10,4],[10,8,10,9],[11,1,11,2],[11,3,11,4],[11,8,11,9],[12,1,12,2],[12,3,12,4],[12,8,12,9],[13,1,13,2],[13,3,13,4],[13,8,13,9],[14,1,14,2],[14,3,14,4],[14,8,14,9],[15,0,15,6],[15,8,15,9]],"flags":["formulas_cached_only"]}
["总价措施项目清单计价表","","","","","","","","","","",""]
["工程名称：","","四川省交通运输厅交通勘察设计研究院附楼4、5、6楼装修工程【4F装饰工程】","","","","标段：","","","","",""]
["序 号","项目编码","","项目名称","","计算基础","费率\r\n（%）","金额\r\n（元）","调整费率\r\n(%)","","调整后\r\n金额(元)","备注"]
["1","011707001001","","安全文明施工",""," "," ","","","",""," "]
["1.1","①","","环境保护","","分部分项定额人工费+单价措施定额人工费","0.2","","","",""," "]
["1.2","②","","文明施工","","分部分项定额人工费+单价措施定额人工费","1.24","","","",""," "]
["1.3","③","","安全施工","","分部分项定额人工费+单价措施定额人工费","2.05","","","",""," "]
["1.4","④","","临时设施","","分部分项定额人工费+单价措施定额人工费","3.41","","","",""," "]
["2","011707002001","","夜间施工",""," "," ","","","",""," "]
["3","011707003001","","非夜间施工照明",""," "," ","","","",""," "]
["4","011707004001","","二次搬运",""," "," ","","","",""," "]
["5","011707005001","","冬雨季施工",""," "," ","","","",""," "]
["6","011707006001","","地上、地下设施、建筑物的临时保护设施",""," "," ","","","",""," "]
["7","011707007001","","已完工程及设备保护",""," "," ","","","",""," "]
["8","011707008001","","工程定位复测费",""," "," ","","","",""," "]
["合　　计","","","","","","","","","","",""]

{"sheet":"G.1 其他项目清单计价汇总表(表-12)【4F装修工程‖4~","index":6,"n_rows":10,"n_cols":6,"rows_kept":10,"merged":[[0,0,0,5],[1,2,1,4],[2,4,2,5],[3,4,3,5],[4,4,4,5],[5,4,5,5],[6,4,6,5],[7,4,7,5],[8,4,8,5],[9,0,9,1],[9,4,9,5]],"flags":["formulas_cached_only"]}
["其他项目清单与计价汇总表","","","","",""]
["工程名称：","四川省交通运输厅交通勘察设计研究院附楼4、5、6楼修工程【4F装饰工程】","标段：","","",""]
["序号","项 目 名 称","金额（元）","结算金额(元)","备注",""]
["1","暂列金额"," ","","明细详见表-12-1",""]
["2","暂估价"," ",""," ",""]
["2.1","材料(工程设备)暂估价/结算价","-","","明细详见表-12-2",""]
["2.2","专业工程暂估价/结算价"," ","","明细详见表-12-3",""]
["3","计日工"," ","","明细详见表-12-4",""]
["4","总承包服务费"," ","","明细详见表-12-5",""]
["合　　计","","","","-",""]

{"sheet":"G.2 暂列金额明细表(表-12-1)【4F装修工程‖4F装~","index":7,"n_rows":5,"n_cols":5,"rows_kept":5,"merged":[[0,0,0,4],[1,2,1,3],[4,0,4,2]],"flags":["formulas_cached_only"]}
["暂列金额明细表","","","",""]
["工程名称：","四川省交通运输厅交通勘察设计研究院附楼4、5、6楼装修工程【4F装饰工程】","标段：","",""]
["序号","项目名称","计量单位","暂定金额(元)","备注"]
["1","暂列金额","项",""," "]
["合　　计","","","","-"]

{"sheet":"H 规费、税金项目清单计价表(表-13)【4F装修工程‖4F~","index":8,"n_rows":14,"n_cols":6,"rows_kept":14,"merged":[[0,0,0,5],[1,1,1,2],[1,3,1,4],[13,0,13,4]],"flags":["formulas_cached_only"]}
["规费、税金项目计价表","","","","",""]
["工程名称：","四川省交通运输厅交通勘察设计研究院附楼4、5、6楼装修工程【4F装饰工程】","","标段：","",""]
["序号","项目名称","计算基础","计算基数","计算费率（％）","金额(元)"]
["1","规费","分部分项清单定额人工费+单价措施项目清单定额人工费","","",""]
["1.1","社会保险费","分部分项清单定额人工费+单价措施项目清单定额人工费","","",""]
["(1)","养老保险费","分部分项清单定额人工费+单价措施项目清单定额人工费","","",""]
["(2)","失业保险费","分部分项清单定额人工费+单价措施项目清单定额人工费","","",""]
["(3)","医疗保险费","分部分项清单定额人工费+单价措施项目清单定额人工费","","",""]
["(4)","工伤保险费","分部分项清单定额人工费+单价措施项目清单定额人工费","","",""]
["(5)","生育保险费","分部分项清单定额人工费+单价措施项目清单定额人工费","","",""]
["1.2","住房公积金","分部分项清单定额人工费+单价措施项目清单定额人工费","","",""]
["1.3","工程排污费","按工程所在地环境保护部门收取标准，按实计入","","",""]
["2","销项增值税额","分部分项工程费+措施项目费+其他项目费+规费+创优质工程奖补偿奖励费-按规定不计税的工程设备金额-甲供材料（设备）设备费","","",""]
["合计","","","","",""]

{"sheet":"F.1.1 分部分项工程清单计价表(表-08)【4F装修工~1","index":9,"n_rows":37,"n_cols":12,"rows_kept":37,"merged":[[0,0,0,11],[1,0,1,1],[1,2,1,6],[1,7,1,9],[1,10,1,11],[2,0,4,0],[2,1,4,2],[2,3,4,3],[2,4,4,4],[2,5,4,5],[2,6,4,7],[2,8,2,11],[3,8,4,8],[3,9,4,10],[5,1,5,2],[5,6,5,7],[5,9,5,10],[6,1,6,2],[6,6,6,7],[6,9,6,10],[7,1,7,2],[7,6,7,7],[7,9,7,10],[8,1,8,2],[8,6,8,7],[8,9,8,10],[9,1,9,2],[9,6,9,7],[9,9,9,10],[10,1,10,2],[10,6,10,7],[10,9,10,10],[11,1,11,2],[11,6,11,7],[11,9,11,10],[12,1,12,2],[12,6,12,7],[12,9,12,10],[13,1,13,2],[13,6,13,7],[13,9,13,10],[14,1,14,2],[14,6,14,7],[14,9,14,10],[15,1,15,2],[15,6,15,7],[15,9,15,10],[16,1,16,2],[16,6,16,7],[16,9,16,10],[17,1,17,2],[17,6,17,7],[17,9,17,10],[18,1,18,2],[18,6,18,7],[18,9,18,10],[19,1,19,2],[19,6,19,7],[19,9,19,10],[20,1,20,2],[20,6,20,7],[20,9,20,10],[21,1,21,2],[21,6,21,7],[21,9,21,10],[22,1,22,2],[22,6,22,7],[22,9,22,10],[23,1,23,2],[23,6,23,7],[23,9,23,10],[24,1,24,2],[24,6,24,7],[24,9,24,10],[25,1,25,2],[25,6,25,7],[25,9,25,10],[26,1,26,2],[26,6,26,7],[26,9,26,10],[27,1,27,2],[27,6,27,7],[27,9,27,10],[28,1,28,2],[28,6,28,7],[28,9,28,10],[29,1,29,2],[29,6,29,7],[29,9,29,10],[30,1,30,2],[30,6,30,7],[30,9,30,10],[31,1,31,2],[31,6,31,7],[31,9,31,10],[32,1,32,2],[32,6,32,7],[32,9,32,10],[33,1,33,2],[33,6,33,7],[33,9,33,10],[34,1,34,2],[34,6,34,7],[34,9,34,10],[35,1,35,2],[35,6,35,7],[35,9,35,10],[36,0,36,8],[36,9,36,10]],"flags":["formulas_cached_only"]}
["分部分项工程量清单与计价表","","","","","","","","","","",""]
["工程名称：","","四川省交通运输厅交通勘察设计研究院附楼4、5、6楼装修工程【4F安装工程】","","","","","标段：","","","",""]
["序号","项目编码","","项目名称","项目特征描述","计量\r\n单位","工程量","","金额（元）","","",""]
["","","","","","","","","综合单价","合价","","其   中"]
["","","","","","","","","","","","暂估价"]
[" "," ","","电气设备安装工程"," "," "," ","","","","",""]
["1","自编090","","强电改造","1.品牌：所有线路为品牌为三电\r\n2.详设计图","m2","255","","","","",""]
["2","030412006021","","300*1200面板灯","1.名称：面板灯\r\n2.型号、规格：300*1200","套","18","","","","",""]
["3","030412006021","","小射灯","1.名称：小射灯\r\n2.型号、规格：详设计","套","17","","","","",""]
["4","030412006021","","过道筒灯","1.名称：国道筒灯 \r\n2.型号、规格：详设计","套","10","","","","",""]
["5","030412006021","","会议室筒灯","1.名称：会议室筒灯 \r\n2.型号、规格：详设计","套","8","","","","",""]
["6","030412006021","","600*600面板灯","1.名称：面板灯\r\n2.型号、规格600*600","套","10","","","","",""]
["7","030404035025","","五孔插座","1.名称：暗装接地单相二三孔插座 \r\n2.规格：10A AC250V  ","个","25","","","","",""]
["8","030404035025","","五孔地插","1.名称：暗装接地单相二三孔插座 \r\n2.规格：10A AC250V  ","个","48","","","","",""]
["9","030404035026","","空调插座","1.名称：暗装接地单相空调插座（柜机）\r\n2.规格：16A AC250V  ","个","4","","","","",""]
["10","030411006033","","开关面板","1.名称：暗装开关面板","个","11","","","","",""]
[" "," ","","分部小计"," "," "," ","","","","",""]
[" "," ","","给排水、采暖、燃气工程"," "," "," ","","","","",""]
["11","031004008087","","平面镜","1.卫生间平面镜","m2","2","","","","",""]
["12","031004007059","","小便斗","1.材质：陶瓷 \r\n2.规格、类型：挂式小便器 \r\n3.组装形式 ：成套\r\n4.附件名称、数量：成套配件\r\n5.品牌：箭牌","组","1","","","","",""]
["13","031004006060","","蹲便器","1.材质：陶瓷 \r\n2.规格、类型：瓷蹲式大便器（不含水箱） \r\n3.组装形式：成套\r\n4.品牌：箭牌","组","5","","","","",""]
["14","031004006060","","冲水箱","1.规格、类型：冲水箱 \r\n2.组装形式：成套\r\n3.品牌：箭牌","组","5","","","","",""]
["15","031003001052","","三角阀","1.类型：角阀\r\n2.材质：铜芯\r\n3.规格、压力等级：DN15\r\n4.连接形式：热熔","个","2","","","","",""]
["16","031004014086","","不锈钢水龙头","1.材质 ：不锈钢\r\n2.型号、规格：DN15\r\n3.品牌：箭牌 ","个（组）","3","","","","",""]
["17","031004003061","","卫生间洗手盆","1.材质：陶瓷\r\n2.规格、类型：洗手盆 \r\n3.组装形式 ：成套\r\n4.品牌：箭牌","组","2","","","","",""]
["18","031004008058","","小厨宝","1.材质：成品小厨宝\r\n2.规格、类型：成品 \r\n3.组装形式：成套","组","2","","","","",""]
["19","自编091","","卫生间抽纸盒","卫生间抽纸盒","个","2","","","","",""]
["20","自编092","","卫生间卷纸盒","卫生间卷纸盒","个","2","","","","",""]
["21","自编092","","排风扇","卫生间卷纸盒","个","2","","","","",""]
["22","031004014066","","地漏 DN50","1.材质：塑料 \r\n2.型号、规格：DN50 \r\n3.安装方式：粘接","个","2","","","","",""]
["23","031002003069","","穿楼板套管 DN50","1.名称、类型 ：穿楼板套管\r\n2.材质：钢管 \r\n3.规格：DN50 \r\n4.填料材质：综合考虑","个","2","","","","",""]
["24","031001006056","","PP-R塑料管 de25x2.3","1.安装部位：室内 \r\n2.介质：给水 \r\n3.材质、规格：PP-R塑料管 de25x2.3\r\n4.连接形式：热熔\r\n5.品牌：多联","m","48","","","","",""]
["25","031001006054","","PP-R塑料管 d50*4.6","1.安装部位：室内 \r\n2.介质：给水 \r\n3.材质、规格：PP-R塑料管 de50*4.6\r\n4.连接形式：热熔\r\n5.品牌：多联","m","30","","","","",""]
["26","031001006063","","UPVC塑料管 DN75","1.安装部位：室内 \r\n2.介质：排水 \r\n3.材质、规格：UPVC塑料管 DN75 \r\n4.连接形式 ：粘接\r\n5.品牌：多联","m","68.5","","","","",""]
["27","031001006072","","UPVC塑料管 DN1110","1.安装部位：室外 \r\n2.介质：排水 \r\n3.材质、规格：UPVC塑料管 DN110\r\n4.连接形式 ：粘接\r\n5.品牌：多联","m","33","","","","",""]
[" "," ","","分部小计"," "," "," ","","","","",""]
["合　　计","","","","","","","","","","",""]

{"sheet":"F.1.2 单价措施项目清单计价表(表-08)【4F装修工~1","index":10,"n_rows":6,"n_cols":12,"rows_kept":6,"merged":[[0,0,0,11],[1,0,1,1],[1,2,1,6],[1,7,1,9],[1,10,1,11],[2,0,4,0],[2,1,4,2],[2,3,4,3],[2,4,4,4],[2,5,4,5],[2,6,4,7],[2,8,2,11],[3,8,4,8],[3,9,4,10],[5,0,5,8],[5,9,5,10]],"flags":["formulas_cached_only"]}
["单价措施项目清单与计价表","","","","","","","","","","",""]
["工程名称：","","四川省交通运输厅交通勘察设计研究院附楼4、5、6楼装修工程【4F安装工程】","","","","","标段：","","","",""]
["序 号","项目编码","","项目名称","项目特征描述","计量\r\n单位","工程量","","金额（元）","","",""]
["","","","","","","","","综合单价","合价","","其中"]
["","","","","","","","","","","","暂估价"]
["合　　计","","","","","","","","","","",""]

{"sheet":"F.4 总价措施项目清单计价表(表-11)【4F装修工程‖~1","index":11,"n_rows":16,"n_cols":12,"rows_kept":16,"merged":[[0,0,0,11],[1,0,1,1],[1,2,1,5],[1,6,1,7],[1,8,1,11],[2,1,2,2],[2,3,2,4],[2,8,2,9],[3,1,3,2],[3,3,3,4],[3,8,3,9],[4,1,4,2],[4,3,4,4],[4,8,4,9],[5,1,5,2],[5,3,5,4],[5,8,5,9],[6,1,6,2],[6,3,6,4],[6,8,6,9],[7,1,7,2],[7,3,7,4],[7,8,7,9],[8,1,8,2],[8,3,8,4],[8,8,8,9],[9,1,9,2],[9,3,9,4],[9,8,9,9],[10,1,10,2],[10,3,10,4],[10,8,10,9],[11,1,11,2],[11,3,11,4],[11,8,11,9],[12,1,12,2],[12,3,12,4],[12,8,12,9],[13,1,13,2],[13,3,13,4],[13,8,13,9],[14,1,14,2],[14,3,14,4],[14,8,14,9],[15,0,15,6],[15,8,15,9]],"flags":["formulas_cached_only"]}
["总价措施项目清单计价表","","","","","","","","","","",""]
["工程名称：","","四川省交通运输厅交通勘察设计研究院附楼4、5、6楼装修工程【4F安装工程】","","","","标段：","","","","",""]
["序 号","项目编码","","项目名称","","计算基础","费率\r\n（%）","金额\r\n（元）","调整费率\r\n(%)","","调整后\r\n金额(元)","备注"]
["1","031302001001","","安全文明施工",""," "," ","","","",""," "]
["1.1","①","","环境保护","","分部分项定额人工费","0.2","","","","","分部分项定额人工费+单价措施定额人工费"]
["1.2","②","","文明施工","","分部分项定额人工费","1.24","","","","","分部分项定额人工费+单价措施定额人工费"]
["1.3","③","","安全施工","","分部分项定额人工费","2.05","","","","","分部分项定额人工费+单价措施定额人工费"]
["1.4","④","","临时设施","","分部分项定额人工费","3.41","","","","","分部分项定额人工费+单价措施定额人工费"]
["2","031302002001","","夜间施工增加",""," "," ","","","",""," "]
["3","031302003001","","非夜间施工增加",""," "," ","","","",""," "]
["4","031302004001","","二次搬运",""," "," ","","","",""," "]
["5","031302005001","","冬雨季施工增加",""," "," ","","","",""," "]
["6","031302006001","","已完工程及设备保护",""," "," ","","","",""," "]
["7","031302007001","","高层施工增加",""," "," ","","","",""," "]
["8","031302008001","","工程定位复测费",""," "," ","","","",""," "]
["合　　计","","","","","","","","","","",""]

{"sheet":"G.1 其他项目清单计价汇总表(表-12)【4F装修工程‖~1","index":12,"n_rows":10,"n_cols":6,"rows_kept":10,"merged":[[0,0,0,5],[1,2,1,4],[2,4,2,5],[3,4,3,5],[4,4,4,5],[5,4,5,5],[6,4,6,5],[7,4,7,5],[8,4,8,5],[9,0,9,1],[9,4,9,5]],"flags":["formulas_cached_only"]}
["其他项目清单与计价汇总表","","","","",""]
["工程名称：","四川省交通运输厅交通勘察设计研究院附楼4、5、6楼装修工程【4F安装工程】","标段：","","",""]
["序号","项 目 名 称","金额（元）","结算金额(元)","备注",""]
["1","暂列金额"," ","","明细详见表-12-1",""]
["2","暂估价"," ",""," ",""]
["2.1","材料(工程设备)暂估价","-","","明细详见表-12-2",""]
["2.2","专业工程暂估价"," ","","明细详见表-12-3",""]
["3","计日工"," ","","明细详见表-12-4",""]
["4","总承包服务费"," ","","明细详见表-12-5",""]
["合　　计","","","","-",""]

{"sheet":"G.2 暂列金额明细表(表-12-1)【4F装修工程‖4F安~","index":13,"n_rows":5,"n_cols":5,"rows_kept":5,"merged":[[0,0,0,4],[1,2,1,3],[4,0,4,2]],"flags":["formulas_cached_only"]}
["暂列金额明细表","","","",""]
["工程名称：","四川省交通运输厅交通勘察设计研究院附楼4、5、6楼装修工程【4F安装工程】","标段：","",""]
["序号","项目名称","计量单位","暂定金额(元)","备注"]
[" "," "," "," "," "]
["合　　计","","","","-"]

{"sheet":"H 规费、税金项目清单计价表(表-13)【4F装修工程‖4~1","index":14,"n_rows":14,"n_cols":6,"rows_kept":14,"merged":[[0,0,0,5],[1,1,1,2],[1,3,1,4],[13,0,13,4]],"flags":["formulas_cached_only"]}
["规费、税金项目计价表","","","","",""]
["工程名称：","四川省交通运输厅交通勘察设计研究院附楼4、5、6楼装修工程【4F安装工程】","","标段：","",""]
["序号","项目名称","计算基础","计算基数","计算费率（％）","金额(元)"]
["1","规费","分部分项清单定额人工费+单价措施项目清单定额人工费","","",""]
["1.1","社会保险费","分部分项清单定额人工费+单价措施项目清单定额人工费","","",""]
["(1)","养老保险费","分部分项清单定额人工费+单价措施项目清单定额人工费","","",""]
["(2)","失业保险费","分部分项清单定额人工费+单价措施项目清单定额人工费","","",""]
["(3)","医疗保险费","分部分项清单定额人工费+单价措施项目清单定额人工费","","",""]
["(4)","工伤保险费","分部分项清单定额人工费+单价措施项目清单定额人工费","","",""]
["(5)","生育保险费","分部分项清单定额人工费+单价措施项目清单定额人工费","","",""]
["1.2","住房公积金","分部分项清单定额人工费+单价措施项目清单定额人工费","","",""]
["1.3","工程排污费","按工程所在地环境保护部门收取标准，按实计入","","",""]
["2","销项增值税额","分部分项工程费+措施项目费+其他项目费+规费+创优质工程奖补偿奖励费-按规定不计税的工程设备金额-甲供材料（设备）设备费","","",""]
["合计","","","","",""]

{"sheet":"F.1.1 分部分项工程清单计价表(表-08)【5F装修工程~","index":15,"n_rows":62,"n_cols":12,"rows_kept":62,"merged":[[0,0,0,11],[1,0,1,1],[1,2,1,6],[1,7,1,9],[1,10,1,11],[2,0,4,0],[2,1,4,2],[2,3,4,3],[2,4,4,4],[2,5,4,5],[2,6,4,7],[2,8,2,11],[3,8,4,8],[3,9,4,10],[5,1,5,2],[5,6,5,7],[5,9,5,10],[6,1,6,2],[6,6,6,7],[6,9,6,10],[7,1,7,2],[7,6,7,7],[7,9,7,10],[8,1,8,2],[8,6,8,7],[8,9,8,10],[9,1,9,2],[9,6,9,7],[9,9,9,10],[10,1,10,2],[10,6,10,7],[10,9,10,10],[11,1,11,2],[11,6,11,7],[11,9,11,10],[12,1,12,2],[12,6,12,7],[12,9,12,10],[13,1,13,2],[13,6,13,7],[13,9,13,10],[14,1,14,2],[14,6,14,7],[14,9,14,10],[15,1,15,2],[15,6,15,7],[15,9,15,10],[16,1,16,2],[16,6,16,7],[16,9,16,10],[17,1,17,2],[17,6,17,7],[17,9,17,10],[18,1,18,2],[18,6,18,7],[18,9,18,10],[19,1,19,2],[19,6,19,7],[19,9,19,10],[20,1,20,2],[20,6,20,7],[20,9,20,10],[21,1,21,2],[21,6,21,7],[21,9,21,10],[22,1,22,2],[22,6,22,7],[22,9,22,10],[23,1,23,2],[23,6,23,7],[23,9,23,10],[24,1,24,2],[24,6,24,7],[24,9,24,10],[25,1,25,2],[25,6,25,7],[25,9,25,10],[26,1,26,2],[26,6,26,7],[26,9,26,10],[27,1,27,2],[27,6,27,7],[27,9,27,10],[28,1,28,2],[28,6,28,7],[28,9,28,10],[29,1,29,2],[29,6,29,7],[29,9,29,10],[30,1,30,2],[30,6,30,7],[30,9,30,10],[31,1,31,2],[31,6,31,7],[31,9,31,10],[32,1,32,2],[32,6,32,7],[32,9,32,10],[33,1,33,2],[33,6,33,7],[33,9,33,10],[34,1,34,2],[34,6,34,7],[34,9,34,10],[35,1,35,2],[35,6,35,7],[35,9,35,10],[36,1,36,2],[36,6,36,7],[36,9,36,10],[37,1,37,2],[37,6,37,7],[37,9,37,10],[38,1,38,2],[38,6,38,7],[38,9,38,10],[39,1,39,2],[39,6,39,7],[39,9,39,10],[40,1,40,2],[40,6,40,7],[40,9,40,10],[41,1,41,2],[41,6,41,7],[41,9,41,10],[42,1,42,2],[42,6,42,7],[42,9,42,10],[43,1,43,2],[43,6,43,7],[43,9,43,10],[44,1,44,2],[44,6,44,7],[44,9,44,10],[45,1,45,2],[45,6,45,7],[45,9,45,10],[46,1,46,2],[46,6,46,7],[46,9,46,10],[47,1,47,2],[47,6,47,7],[47,9,47,10],[48,1,48,2],[48,6,48,7],[48,9,48,10],[49,1,49,2],[49,6,49,7],[49,9,49,10],[50,1,50,2],[50,6,50,7],[50,9,50,10],[51,1,51,2],[51,6,51,7],[51,9,51,10],[52,1,52,2],[52,6,52,7],[52,9,52,10],[53,1,53,2],[53,6,53,7],[53,9,53,10],[54,1,54,2],[54,6,54,7],[54,9,54,10],[55,1,55,2],[55,6,55,7],[55,9,55,10],[56,1,56,2],[56,6,56,7],[56,9,56,10],[57,1,57,2],[57,6,57,7],[57,9,57,10],[58,1,58,2],[58,6,58,7],[58,9,58,10],[59,1,59,2],[59,6,59,7],[59,9,59,10],[60,1,60,2],[60,6,60,7],[60,9,60,10],[61,0,61,8],[61,9,61,10]],"flags":["formulas_cached_only"]}
["分部分项工程量清单与计价表","","","","","","","","","","",""]
["工程名称：","","四川省交通运输厅交通勘察设计研究院附楼4、5、6楼装修工程【5F装饰工程】","","","","","标段：","","","",""]
["序号","项目编码","","项目名称","项目特征描述","计量\r\n单位","工程量","","金额（元）","","",""]
["","","","","","","","","综合单价","合价","","其   中"]
["","","","","","","","","","","","暂估价"]
[" "," ","","砌筑工程"," "," "," ","","","","",""]
["1","010401003008","","新建墙体200砖墙","1.砖品种、规格、强度等级 ：Mu10页岩砖\r\n2.墙体类型 ：综合\r\n3.砂浆强度等级、配合比：M5混合砂浆","m3","11","","","","",""]
["2","010401012035","","卫生间地台砌筑","1.零星砌砖名称、部位 :卫生间地台砌筑\r\n2.砖品种、规格、强度等级 :MU10页岩砖\r\n3.砂浆强度等级、配合比：M5混合砂浆","m2","3","","","","",""]
[" "," ","","分部小计"," "," "," ","","","","",""]
[" "," ","","门窗工程"," "," "," ","","","","",""]
["3","010801001026","","双开实木门","1.门类型：实木门\r\n2.框截面尺寸、骨架材料种类、面层材料品种:详设计\r\n3.防护材料种类：框外侧刷稀柏油二遍\r\n4.油漆品种、刷漆遍数：刮桐油灰腻子二遍，调和漆二遍","樘","1","","","","",""]
["4","010801001027","","单开实木门","1.门类型：实木门\r\n2.框截面尺寸、骨架材料种类、面层材料品种:详设计\r\n3.防护材料种类：框外侧刷稀柏油二遍\r\n4.油漆品种、刷漆遍数：刮桐油灰腻子二遍，调和漆二遍","樘","3","","","","",""]
["5","010802004028","","双开防盗门","1.门类型：钢质防盗门M1021\r\n2.防护材料种类：红丹防锈漆二遍\r\n3.油漆品种、刷漆遍数：调和漆二遍\r\n4.五金材料：球形执手锁、防盗门扣、门眼","樘","1","","","","",""]
["6","自编037","","单开门锁"," ","套","3","","","","",""]
["7","自编038","","双开门锁"," ","套","1","","","","",""]
["8","010805005024","","单开玻璃地弹门12mm","1.门类型：单开玻璃地弹门\r\n2.框外围尺寸：详设计\r\n3.玻璃品种、厚度：12mm厚钢化玻璃\r\n4.五金材料：不锈钢管子拉手、不锈钢夹具","m2","4.8","","","","",""]
["9","010805005025","","双开玻璃地弹门12mm","1.门类型：双开玻璃地弹门\r\n2.框外围尺寸：详设计\r\n3.玻璃品种、厚度：12mm厚钢化玻璃\r\n4.五金材料：不锈钢管子拉手、不锈钢夹具","m2","3.2","","","","",""]
["10","010810004033","","窗帘盒","1.窗帘盒材质、规格 \r\n2.防护材料种类","m","40.1","","","","",""]
[" "," ","","分部小计"," "," "," ","","","","",""]
[" "," ","","屋面及防水工程"," "," "," ","","","","",""]
["11","010904001034","","卫生间丙烯酸防水","1.卷材品种：2mm厚丙烯酸防水涂料\r\n2.防水做法:\r\n(1)20mm厚1：3水泥砂浆找平层\r\n(2)刷聚氨酯底胶一道\r\n(3)2mm厚丙烯酸防水涂料","m2","65","","","","",""]
[" "," ","","分部小计"," "," "," ","","","","",""]
[" "," ","","楼地面装饰工程"," "," "," ","","","","",""]
["12","011101005014","","地板自流平","1.找平层砂浆配合比、厚度 ：20厚1:3水泥砂浆找平层\r\n1.打磨地坪2遍。\r\n22地坪检测。\r\n3.清洁地面。\r\n4.涂刷界面剂。\r\n5.图刮均匀，打磨平整","m2","249.5","","","","",""]
["13","011101006013","","地面找平","20mm厚1:2水泥砂浆找平层\r\n原地面高差较大，修补超出水平部分，填补落差较大区域","m2","270","","","","",""]
["14","011102001018","","门槛石","1.找平层材料种类、厚度：1:3水泥砂浆20mm厚 \r\n2.结合层厚度、砂浆配合比：20mm厚1:2干硬性水泥砂浆 \r\n3.面层材料品种、规格：门槛石\r\n4.嵌缝材料种类：白水泥浆","m2","1.3","","","","",""]
["15","011102003016","","卫生间300*300地砖加工地砖","1.找平层材料种类、厚度：1:3水泥砂浆20mm厚 \r\n2.结合层厚度、砂浆配合比：20mm厚1:2干硬性水泥砂浆 \r\n3.面层材料品种、规格：300*300地砖加工地砖 品牌：拉斐尔\r\n4.嵌缝材料种类：白水泥浆","m2","23.1","","","","",""]
["16","011103003015","","PVC塑胶地板","1地面打磨处理\r\n2专用吸尘设备吸取表面附着颗粒，\r\n3.打胶，PVC地面图刮专用沾合剂，\r\n4.无缝切割，\r\n5.滚压，焊接\r\n6.面层材料品种、规格、品牌、颜色：PVC塑胶地板","m2","249.5","","","","",""]
["17","011105005019","","木质踢脚线","1.踢脚板高度：120mm\r\n2.基层、面层材料种类、规格：机制木工板10mm厚\r\n3.面层材料种类、规格：榉木板5mm厚、硬木收口条15mm×5mm\r\n4.防护材料种类：基层背面满刷防腐剂\r\n5.油漆品种、刷漆遍数：醇酸清漆5遍","m","131.2","","","","",""]
[" "," ","","分部小计"," "," "," ","","","","",""]
[" "," ","","墙、柱面装饰与隔断、幕墙工程"," "," "," ","","","","",""]
["18","011201001009","","卫生间墙面抹灰","1.墙体类型：砖内墙\r\n2.20mm厚1:2水泥砂浆","m2","70","","","","",""]
["19","011207001040","","卫生间包水管","1.墙体类型：砖基层\r\n2.龙骨材料种类、规格、中距：木龙骨\r\n3.基层材料种类、规格：木工板10mm厚\r\n4.面层材料品种、规格、品牌、颜色：表面饰10mm水泥版","m2","6.5","","","","",""]
["20","011204003011","","储藏室包墙","储藏室包墙\r\n","m2","4.55","","","","",""]
["21","011204003012","","办公室包墙","办公室包墙\r\n","m2","3.9","","","","",""]
["22","011204003017","","卫生间300*600墙砖","1.墙体\r\n2.14厚1:3水泥砂浆打底，两次成活，扫毛或划出纹道；\r\n3.8厚1:0.15:2水泥石灰砂浆（内惨建筑胶或专业粘结剂）\r\n4.贴墙砖300*600  1:1水泥砂浆勾缝（颜色综合） 品牌：拉斐尔\r\n\r\n","m2","73","","","","",""]
["23","011210005023","","办公区深灰色铝型材成品隔断","深灰色铝型材成品隔断（10mm钢化玻璃）\r\n2、隔断高度：H=2.6m\r\n3、专业厂家定做\r\n","m2","34","","","","",""]
[" "," ","","分部小计"," "," "," ","","","","",""]
[" "," ","","天棚工程"," "," "," ","","","","",""]
["24","011302001029","","顶面石膏板吊平顶","1.吊顶形式：不上人型，平面\r\n2.龙骨材料种类、规格、中距：详设计 \r\n3.面层材料品种、规格、品牌、颜色：石膏板吊顶 品牌：泰山\r\n","m2","55","","","","",""]
["25","011302001030","","卫生间防水石膏板吊平顶","1.吊顶形式：不上人型，平面\r\n2.龙骨材料种类、规格、中距：详设计\r\n3.面层材料品种、规格、品牌、颜色：防水石膏板吊顶 品牌：泰山\r\n","m2","24","","","","",""]
["26","011302001031","","顶面石膏板吊造型顶","1.吊顶形式：不上人型，跌级\r\n2.龙骨材料种类、规格、中距：详设计\r\n3.面层材料品种、规格、品牌、颜色：石膏板吊顶 品牌：泰山\r\n","m2","100","","","","",""]
["27","011302001032","","顶面600*600复合硅钙板吊顶","1.吊顶形式：平面\r\n2.龙骨材料种类、规格、中距：详设计\r\n3.面层材料品种、规格、品牌、颜色：600*600复合硅钙板吊顶","m2","75","","","","",""]
[" "," ","","分部小计"," "," "," ","","","","",""]
[" "," ","","油漆、涂料、裱糊工程"," "," "," ","","","","",""]
["28","011406001020","","墙面乳胶漆","1.基层类型：墙面一般抹灰面\r\n2.腻子种类：石膏粉腻子、成品腻子粉、成品腻子膏\r\n3.刮腻子要求：清理基层，修补，砂纸打磨；满刮腻子一遍，找补两遍\r\n4.面层：乳胶漆面层  品牌：多乐士\r\n\r\n","m2","136.8","","","","",""]
["29","011406001021","","顶面乳胶漆","1.基层类型：天棚一般抹灰面\r\n2.腻子种类：石膏粉腻子、成品腻子粉、成品腻子膏\r\n3.刮腻子要求：清理基层，修补，砂纸打磨；满刮腻子一遍，找补两遍\r\n4.面层：乳胶漆面层 品牌：多乐士","m2","148.5","","","","",""]
["30","011406001022","","顶面防水乳胶漆","1.基层类型：天棚一般抹灰面\r\n2.腻子种类：石膏粉腻子、成品防水腻子粉、成品防水腻子膏\r\n3.刮腻子要求：清理基层，修补，砂纸打磨；满刮腻子一遍，找补两遍\r\n4.面层：防水乳胶漆 品牌：多乐士","m2","24","","","","",""]
[" "," ","","分部小计"," "," "," ","","","","",""]
[" "," ","","其他装饰工程"," "," "," ","","","","",""]
["31","011505001036","","卫生间洗手台台面","1.材料品种、规格、品牌、颜色：25mm厚600mm×1200mm的黑色磨光大理石双孔\r\n2.支架、配件品种、规格、品牌：40mm×3mm角钢托架\r\n3.油漆品种、刷漆遍数：角钢托架刷红丹防锈漆一遍、灰铅油二遍","个","2","","","","",""]
[" "," ","","分部小计"," "," "," ","","","","",""]
[" "," ","","拆除工程"," "," "," ","","","","",""]
["32","011602001004","","地台拆除","1.人工拆除地台等；\r\n2.建筑垃圾外运及弃土费用:投标人自行考虑。","m2","12","","","","",""]
["33","011604002002","","原有墙面乳胶漆铲除","1.人工拆除墙面乳胶漆等；\r\n2.建筑垃圾外运及弃土费用:投标人自行考虑。","m2","150","","","","",""]
["34","011604002006","","原有卫生间墙面水泥铲除","1.人工拆除原卫生间墙面等；\r\n2.建筑垃圾外运及弃土费用:投标人自行考虑。","m2","84","","","","",""]
[" "," ","","分部小计"," "," "," ","","","","",""]
[" "," ","","自定义分部"," "," "," ","","","","",""]
["35","自编007","","原有顶面管线及桥架拆除"," ","项","1","","","","",""]
["36","自编039","","卫生间改水"," ","m2","19","","","","",""]
[" "," ","","分部小计"," "," "," ","","","","",""]
["合　　计","","","","","","","","","","",""]

{"sheet":"F.1.2 单价措施项目清单计价表(表-08)【5F装修工程~","index":16,"n_rows":22,"n_cols":12,"rows_kept":22,"merged":[[0,0,0,11],[1,0,1,1],[1,2,1,6],[1,7,1,9],[1,10,1,11],[2,0,4,0],[2,1,4,2],[2,3,4,3],[2,4,4,4],[2,5,4,5],[2,6,4,7],[2,8,2,11],[3,8,4,8],[3,9,4,10],[5,1,5,2],[5,6,5,7],[5,9,5,10],[6,1,6,2],[6,6,6,7],[6,9,6,10],[7,1,7,2],[7,6,7,7],[7,9,7,10],[8,1,8,2],[8,6,8,7],[8,9,8,10],[9,1,9,2],[9,6,9,7],[9,9,9,10],[10,1,10,2],[10,6,10,7],[10,9,10,10],[11,1,11,2],[11,6,11,7],[11,9,11,10],[12,1,12,2],[12,6,12,7],[12,9,12,10],[13,1,13,2],[13,6,13,7],[13,9,13,10],[14,1,14,2],[14,6,14,7],[14,9,14,10],[15,1,15,2],[15,6,15,7],[15,9,15,10],[16,1,16,2],[16,6,16,7],[16,9,16,10],[17,1,17,2],[17,6,17,7],[17,9,17,10],[18,1,18,2],[18,6,18,7],[18,9,18,10],[19,1,19,2],[19,6,19,7],[19,9,19,10],[20,1,20,2],[20,6,20,7],[20,9,20,10],[21,0,21,8],[21,9,21,10]],"flags":["formulas_cached_only"]}
["单价措施项目清单与计价表","","","","","","","","","","",""]
["工程名称：","","四川省交通运输厅交通勘察设计研究院附楼4、5、6楼装修工程【5F装饰工程】","","","","","标段：","","","",""]
["序 号","项目编码","","项目名称","项目特征描述","计量\r\n单位","工程量","","金额（元）","","",""]
["","","","","","","","","综合单价","合价","","其中"]
["","","","","","","","","","","","暂估价"]
[" "," ","","脚手架工程"," "," "," ","","","","",""]
["1","011701001001","","综合脚手架","1．建筑结构形式 \r\n2．檐口高度","m2"," ","","","","",""]
[" "," ","","小计"," "," "," ","","","","",""]
[" "," ","","垂直运输"," "," "," ","","","","",""]
["2","011703001001","","垂直运输","1. 建筑物建筑类型及结构形式 \r\n2. 地下室建筑面积 \r\n3. 建筑物檐口高度、层数","m2|天"," ","","","","",""]
[" "," ","","小计"," "," "," ","","","","",""]
[" "," ","","超高施工增加"," "," "," ","","","","",""]
["3","011704001001","","超高施工增加","1. 建筑物建筑类型及结构形式 \r\n2. 建筑物檐口高度、层数 \r\n3.单层建筑物檐口高度超过20m，多层建筑物超过6层部分的建筑面积","m2"," ","","","","",""]
[" "," ","","小计"," "," "," ","","","","",""]
[" "," ","","大型机械设备进出场及安拆"," "," "," ","","","","",""]
["4","011705001001","","大型机械设备进出场及安拆","1.机械设备名称 \r\n2.机械设备规格型号","台次"," ","","","","",""]
[" "," ","","小计"," "," "," ","","","","",""]
[" "," ","","施工排水、降水"," "," "," ","","","","",""]
["5","011706001001","","成井","1.成井方式 \r\n2.地层情况 \r\n3.成井直径 \r\n4.井（滤）管类型、直径","m"," ","","","","",""]
["6","011706002001","","排水、降水","1.机械规格型号 \r\n2.降排水管规格","昼夜"," ","","","","",""]
[" "," ","","小计"," "," "," ","","","","",""]
["合　　计","","","","","","","","","","",""]

{"sheet":"F.4 总价措施项目清单计价表(表-11)【5F装修工程‖5~","index":17,"n_rows":16,"n_cols":12,"rows_kept":16,"merged":[[0,0,0,11],[1,0,1,1],[1,2,1,5],[1,6,1,7],[1,8,1,11],[2,1,2,2],[2,3,2,4],[2,8,2,9],[3,1,3,2],[3,3,3,4],[3,8,3,9],[4,1,4,2],[4,3,4,4],[4,8,4,9],[5,1,5,2],[5,3,5,4],[5,8,5,9],[6,1,6,2],[6,3,6,4],[6,8,6,9],[7,1,7,2],[7,3,7,4],[7,8,7,9],[8,1,8,2],[8,3,8,4],[8,8,8,9],[9,1,9,2],[9,3,9,4],[9,8,9,9],[10,1,10,2],[10,3,10,4],[10,8,10,9],[11,1,11,2],[11,3,11,4],[11,8,11,9],[12,1,12,2],[12,3,12,4],[12,8,12,9],[13,1,13,2],[13,3,13,4],[13,8,13,9],[14,1,14,2],[14,3,14,4],[14,8,14,9],[15,0,15,6],[15,8,15,9]],"flags":["formulas_cached_only"]}
["总价措施项目清单计价表","","","","","","","","","","",""]
["工程名称：","","四川省交通运输厅交通勘察设计研究院附楼4、5、6楼装修工程【5F装饰工程】","","","","标段：","","","","",""]
["序 号","项目编码","","项目名称","","计算基础","费率\r\n（%）","金额\r\n（元）","调整费率\r\n(%)","","调整后\r\n金额(元)","备注"]
["1","011707001001","","安全文明施工",""," "," ","","","",""," "]
["1.1","①","","环境保护","","分部分项定额人工费+单价措施定额人工费","0.2","","","",""," "]
["1.2","②","","文明施工","","分部分项定额人工费+单价措施定额人工费","1.24","","","",""," "]
["1.3","③","","安全施工","","分部分项定额人工费+单价措施定额人工费","2.05","","","",""," "]
["1.4","④","","临时设施","","分部分项定额人工费+单价措施定额人工费","3.41","","","",""," "]
["2","011707002001","","夜间施工",""," "," ","","","",""," "]
["3","011707003001","","非夜间施工照明",""," "," ","","","",""," "]
["4","011707004001","","二次搬运",""," "," ","","","",""," "]
["5","011707005001","","冬雨季施工",""," "," ","","","",""," "]
["6","011707006001","","地上、地下设施、建筑物的临时保护设施",""," "," ","","","",""," "]
["7","011707007001","","已完工程及设备保护",""," "," ","","","",""," "]
["8","011707008001","","工程定位复测费",""," "," ","","","",""," "]
["合　　计","","","","","","","","","","",""]

{"sheet":"G.1 其他项目清单计价汇总表(表-12)【5F装修工程‖5~","index":18,"n_rows":10,"n_cols":6,"rows_kept":10,"merged":[[0,0,0,5],[1,2,1,4],[2,4,2,5],[3,4,3,5],[4,4,4,5],[5,4,5,5],[6,4,6,5],[7,4,7,5],[8,4,8,5],[9,0,9,1],[9,4,9,5]],"flags":["formulas_cached_only"]}
["其他项目清单与计价汇总表","","","","",""]
["工程名称：","四川省交通运输厅交通勘察设计研究院附楼4、5、6楼装修工程【5F装饰工程】","标段：","","",""]
["序号","项 目 名 称","金额（元）","结算金额(元)","备注",""]
["1","暂列金额"," ","","明细详见表-12-1",""]
["2","暂估价"," ",""," ",""]
["2.1","材料(工程设备)暂估价/结算价","-","","明细详见表-12-2",""]
["2.2","专业工程暂估价/结算价"," ","","明细详见表-12-3",""]
["3","计日工"," ","","明细详见表-12-4",""]
["4","总承包服务费"," ","","明细详见表-12-5",""]
["合　　计","","","","-",""]

{"sheet":"G.2 暂列金额明细表(表-12-1)【5F装修工程‖5F装~","index":19,"n_rows":5,"n_cols":5,"rows_kept":5,"merged":[[0,0,0,4],[1,2,1,3],[4,0,4,2]],"flags":["formulas_cached_only"]}
["暂列金额明细表","","","",""]
["工程名称：","四川省交通运输厅交通勘察设计研究院附楼4、5、6楼装修工程【5F装饰工程】","标段：","",""]
["序号","项目名称","计量单位","暂定金额(元)","备注"]
["1","暂列金额","项",""," "]
["合　　计","","","","-"]

{"sheet":"H 规费、税金项目清单计价表(表-13)【5F装修工程‖5F~","index":20,"n_rows":14,"n_cols":6,"rows_kept":14,"merged":[[0,0,0,5],[1,1,1,2],[1,3,1,4],[13,0,13,4]],"flags":["formulas_cached_only"]}
["规费、税金项目计价表","","","","",""]
["工程名称：","四川省交通运输厅交通勘察设计研究院附楼4、5、6楼装修工程【5F装饰工程】","","标段：","",""]
["序号","项目名称","计算基础","计算基数","计算费率（％）","金额(元)"]
["1","规费","分部分项清单定额人工费+单价措施项目清单定额人工费","","",""]
["1.1","社会保险费","分部分项清单定额人工费+单价措施项目清单定额人工费","","",""]
["(1)","养老保险费","分部分项清单定额人工费+单价措施项目清单定额人工费","","",""]
["(2)","失业保险费","分部分项清单定额人工费+单价措施项目清单定额人工费","","",""]
["(3)","医疗保险费","分部分项清单定额人工费+单价措施项目清单定额人工费","","",""]
["(4)","工伤保险费","分部分项清单定额人工费+单价措施项目清单定额人工费","","",""]
["(5)","生育保险费","分部分项清单定额人工费+单价措施项目清单定额人工费","","",""]
["1.2","住房公积金","分部分项清单定额人工费+单价措施项目清单定额人工费","","",""]
["1.3","工程排污费","按工程所在地环境保护部门收取标准，按实计入","","",""]
["2","销项增值税额","分部分项工程费+措施项目费+其他项目费+规费+创优质工程奖补偿奖励费-按规定不计税的工程设备金额-甲供材料（设备）设备费","","",""]
["合计","","","","",""]

{"sheet":"F.1.1 分部分项工程清单计价表(表-08)【5F装修工~1","index":21,"n_rows":36,"n_cols":12,"rows_kept":36,"merged":[[0,0,0,11],[1,0,1,1],[1,2,1,6],[1,7,1,9],[1,10,1,11],[2,0,4,0],[2,1,4,2],[2,3,4,3],[2,4,4,4],[2,5,4,5],[2,6,4,7],[2,8,2,11],[3,8,4,8],[3,9,4,10],[5,1,5,2],[5,6,5,7],[5,9,5,10],[6,1,6,2],[6,6,6,7],[6,9,6,10],[7,1,7,2],[7,6,7,7],[7,9,7,10],[8,1,8,2],[8,6,8,7],[8,9,8,10],[9,1,9,2],[9,6,9,7],[9,9,9,10],[10,1,10,2],[10,6,10,7],[10,9,10,10],[11,1,11,2],[11,6,11,7],[11,9,11,10],[12,1,12,2],[12,6,12,7],[12,9,12,10],[13,1,13,2],[13,6,13,7],[13,9,13,10],[14,1,14,2],[14,6,14,7],[14,9,14,10],[15,1,15,2],[15,6,15,7],[15,9,15,10],[16,1,16,2],[16,6,16,7],[16,9,16,10],[17,1,17,2],[17,6,17,7],[17,9,17,10],[18,1,18,2],[18,6,18,7],[18,9,18,10],[19,1,19,2],[19,6,19,7],[19,9,19,10],[20,1,20,2],[20,6,20,7],[20,9,20,10],[21,1,21,2],[21,6,21,7],[21,9,21,10],[22,1,22,2],[22,6,22,7],[22,9,22,10],[23,1,23,2],[23,6,23,7],[23,9,23,10],[24,1,24,2],[24,6,24,7],[24,9,24,10],[25,1,25,2],[25,6,25,7],[25,9,25,10],[26,1,26,2],[26,6,26,7],[26,9,26,10],[27,1,27,2],[27,6,27,7],[27,9,27,10],[28,1,28,2],[28,6,28,7],[28,9,28,10],[29,1,29,2],[29,6,29,7],[29,9,29,10],[30,1,30,2],[30,6,30,7],[30,9,30,10],[31,1,31,2],[31,6,31,7],[31,9,31,10],[32,1,32,2],[32,6,32,7],[32,9,32,10],[33,1,33,2],[33,6,33,7],[33,9,33,10],[34,1,34,2],[34,6,34,7],[34,9,34,10],[35,0,35,8],[35,9,35,10]],"flags":["formulas_cached_only"]}
["分部分项工程量清单与计价表","","","","","","","","","","",""]
["工程名称：","","四川省交通运输厅交通勘察设计研究院附楼4、5、6楼装修工程【5F安装工程】","","","","","标段：","","","",""]
["序号","项目编码","","项目名称","项目特征描述","计量\r\n单位","工程量","","金额（元）","","",""]
["","","","","","","","","综合单价","合价","","其   中"]
["","","","","","","","","","","","暂估价"]
[" "," ","","电气设备安装工程"," "," "," ","","","","",""]
["1","自编090","","强电改造","1.品牌：所有线路为品牌为三电\r\n2.详设计图","m2","255","","","","",""]
["2","030412006021","","300*1200面板灯","1.名称：面板灯\r\n2.型号、规格：300*1200","套","18","","","","",""]
["3","030412006021","","小射灯","1.名称：小射灯\r\n2.型号、规格：详设计","套","19","","","","",""]
["4","030412006021","","过道筒灯","1.名称：国道筒灯 \r\n2.型号、规格：详设计","套","9","","","","",""]
["5","030412006021","","会议室筒灯","1.名称：会议室筒灯 \r\n2.型号、规格：详设计","套","8","","","","",""]
["6","030412006021","","600*600面板灯","1.名称：面板灯\r\n2.型号、规格600*600","套","10","","","","",""]
["7","030404035025","","五孔插座","1.名称：暗装接地单相二三孔插座 \r\n2.规格：10A AC250V  ","个","73","","","","",""]
["8","030404035026","","空调插座","1.名称：暗装接地单相空调插座（柜机）\r\n2.规格：16A AC250V  ","个","4","","","","",""]
["9","030411006033","","开关面板","1.名称：暗装开关面板","个","11","","","","",""]
[" "," ","","分部小计"," "," "," ","","","","",""]
[" "," ","","给排水、采暖、燃气工程"," "," "," ","","","","",""]
["10","031004008087","","平面镜","1.卫生间平面镜","m2","2","","","","",""]
["11","031004007059","","小便斗","1.材质：陶瓷 \r\n2.规格、类型：挂式小便器 \r\n3.组装形式 ：成套\r\n4.附件名称、数量：成套配件\r\n5.品牌：箭牌","组","3","","","","",""]
["12","031004006060","","蹲便器","1.材质：陶瓷 \r\n2.规格、类型：瓷蹲式大便器（不含水箱） \r\n3.组装形式：成套\r\n4.品牌：箭牌","组","6","","","","",""]
["13","031004006060","","冲水箱","1.规格、类型：冲水箱 \r\n2.组装形式：成套\r\n3.品牌：箭牌","组","6","","","","",""]
["14","031003001052","","三角阀","1.类型：角阀\r\n2.材质：铜芯\r\n3.规格、压力等级：DN15\r\n4.连接形式：热熔","个","2","","","","",""]
["15","031004014086","","不锈钢水龙头","1.材质 ：不锈钢\r\n2.型号、规格：DN15 \r\n3.品牌：箭牌","个（组）","3","","","","",""]
["16","031004003061","","卫生间洗手盆","1.材质：陶瓷\r\n2.规格、类型：洗手盆 \r\n3.组装形式 ：成套\r\n4.品牌：箭牌","组","2","","","","",""]
["17","031004008058","","小厨宝","1.材质：成品小厨宝\r\n2.规格、类型：成品 \r\n3.组装形式：成套","组","2","","","","",""]
["18","自编092","","卫生间抽纸盒","卫生间抽纸盒","个","2","","","","",""]
["19","自编092","","卫生间卷纸盒","卫生间卷纸盒","个","2","","","","",""]
["20","自编092","","排风扇","卫生间卷纸盒","个","2","","","","",""]
["21","031004014066","","地漏 DN50","1.材质：塑料 \r\n2.型号、规格：DN50 \r\n3.安装方式：粘接","个","2","","","","",""]
["22","031002003069","","穿楼板套管 DN50","1.名称、类型 ：穿楼板套管\r\n2.材质：钢管 \r\n3.规格：DN50 \r\n4.填料材质：综合考虑","个","2","","","","",""]
["23","031001006056","","PP-R塑料管 de25x2.3","1.安装部位：室内 \r\n2.介质：给水 \r\n3.材质、规格：PP-R塑料管 de25x2.3\r\n4.连接形式：热熔\r\n5.品牌：多联","m","48","","","","",""]
["24","031001006054","","PP-R塑料管 d50*4.6","1.安装部位：室内 \r\n2.介质：给水 \r\n3.材质、规格：PP-R塑料管 de50*4.6\r\n4.连接形式：热熔\r\n5.品牌：多联","m","30","","","","",""]
["25","031001006063","","UPVC塑料管 DN75","1.安装部位：室内 \r\n2.介质：排水 \r\n3.材质、规格：UPVC塑料管 DN75 \r\n4.连接形式 ：粘接\r\n5.品牌：多联","m","68.5","","","","",""]
["26","031001006072","","UPVC塑料管 DN1110","1.安装部位：室外 \r\n2.介质：排水 \r\n3.材质、规格：UPVC塑料管 DN110\r\n4.连接形式 ：粘接\r\n5.品牌：多联","m","33","","","","",""]
[" "," ","","分部小计"," "," "," ","","","","",""]
["合　　计","","","","","","","","","","",""]

{"sheet":"F.1.2 单价措施项目清单计价表(表-08)【5F装修工~1","index":22,"n_rows":6,"n_cols":12,"rows_kept":6,"merged":[[0,0,0,11],[1,0,1,1],[1,2,1,6],[1,7,1,9],[1,10,1,11],[2,0,4,0],[2,1,4,2],[2,3,4,3],[2,4,4,4],[2,5,4,5],[2,6,4,7],[2,8,2,11],[3,8,4,8],[3,9,4,10],[5,0,5,8],[5,9,5,10]],"flags":["formulas_cached_only"]}
["单价措施项目清单与计价表","","","","","","","","","","",""]
["工程名称：","","四川省交通运输厅交通勘察设计研究院附楼4、5、6楼装修工程【5F安装工程】","","","","","标段：","","","",""]
["序 号","项目编码","","项目名称","项目特征描述","计量\r\n单位","工程量","","金额（元）","","",""]
["","","","","","","","","综合单价","合价","","其中"]
["","","","","","","","","","","","暂估价"]
["合　　计","","","","","","","","","","",""]

{"sheet":"F.4 总价措施项目清单计价表(表-11)【5F装修工程‖~1","index":23,"n_rows":16,"n_cols":12,"rows_kept":16,"merged":[[0,0,0,11],[1,0,1,1],[1,2,1,5],[1,6,1,7],[1,8,1,11],[2,1,2,2],[2,3,2,4],[2,8,2,9],[3,1,3,2],[3,3,3,4],[3,8,3,9],[4,1,4,2],[4,3,4,4],[4,8,4,9],[5,1,5,2],[5,3,5,4],[5,8,5,9],[6,1,6,2],[6,3,6,4],[6,8,6,9],[7,1,7,2],[7,3,7,4],[7,8,7,9],[8,1,8,2],[8,3,8,4],[8,8,8,9],[9,1,9,2],[9,3,9,4],[9,8,9,9],[10,1,10,2],[10,3,10,4],[10,8,10,9],[11,1,11,2],[11,3,11,4],[11,8,11,9],[12,1,12,2],[12,3,12,4],[12,8,12,9],[13,1,13,2],[13,3,13,4],[13,8,13,9],[14,1,14,2],[14,3,14,4],[14,8,14,9],[15,0,15,6],[15,8,15,9]],"flags":["formulas_cached_only"]}
["总价措施项目清单计价表","","","","","","","","","","",""]
["工程名称：","","四川省交通运输厅交通勘察设计研究院附楼4、5、6楼装修工程【5F安装工程】","","","","标段：","","","","",""]
["序 号","项目编码","","项目名称","","计算基础","费率\r\n（%）","金额\r\n（元）","调整费率\r\n(%)","","调整后\r\n金额(元)","备注"]
["1","031302001001","","安全文明施工",""," "," ","","","",""," "]
["1.1","①","","环境保护","","分部分项定额人工费","0.2","","","","","分部分项定额人工费+单价措施定额人工费"]
["1.2","②","","文明施工","","分部分项定额人工费","1.24","","","","","分部分项定额人工费+单价措施定额人工费"]
["1.3","③","","安全施工","","分部分项定额人工费","2.05","","","","","分部分项定额人工费+单价措施定额人工费"]
["1.4","④","","临时设施","","分部分项定额人工费","3.41","","","","","分部分项定额人工费+单价措施定额人工费"]
["2","031302002001","","夜间施工增加",""," "," ","","","",""," "]
["3","031302003001","","非夜间施工增加",""," "," ","","","",""," "]
["4","031302004001","","二次搬运",""," "," ","","","",""," "]
["5","031302005001","","冬雨季施工增加",""," "," ","","","",""," "]
["6","031302006001","","已完工程及设备保护",""," "," ","","","",""," "]
["7","031302007001","","高层施工增加",""," "," ","","","",""," "]
["8","031302008001","","工程定位复测费",""," "," ","","","",""," "]
["合　　计","","","","","","","","","","",""]

{"sheet":"G.1 其他项目清单计价汇总表(表-12)【5F装修工程‖~1","index":24,"n_rows":10,"n_cols":6,"rows_kept":10,"merged":[[0,0,0,5],[1,2,1,4],[2,4,2,5],[3,4,3,5],[4,4,4,5],[5,4,5,5],[6,4,6,5],[7,4,7,5],[8,4,8,5],[9,0,9,1],[9,4,9,5]],"flags":["formulas_cached_only"]}
["其他项目清单与计价汇总表","","","","",""]
["工程名称：","四川省交通运输厅交通勘察设计研究院附楼4、5、6楼室装修工程【5F安装工程】","标段：","","",""]
["序号","项 目 名 称","金额（元）","结算金额(元)","备注",""]
["1","暂列金额"," ","","明细详见表-12-1",""]
["2","暂估价"," ",""," ",""]
["2.1","材料(工程设备)暂估价","-","","明细详见表-12-2",""]
["2.2","专业工程暂估价"," ","","明细详见表-12-3",""]
["3","计日工"," ","","明细详见表-12-4",""]
["4","总承包服务费"," ","","明细详见表-12-5",""]
["合　　计","","","","-",""]

{"sheet":"G.2 暂列金额明细表(表-12-1)【5F装修工程‖5F安~","index":25,"n_rows":5,"n_cols":5,"rows_kept":5,"merged":[[0,0,0,4],[1,2,1,3],[4,0,4,2]],"flags":["formulas_cached_only"]}
["暂列金额明细表","","","",""]
["工程名称：","四川省交通运输厅交通勘察设计研究院附楼4、5、6楼装修工程【5F安装工程】","标段：","",""]
["序号","项目名称","计量单位","暂定金额(元)","备注"]
[" "," "," "," "," "]
["合　　计","","","","-"]

{"sheet":"H 规费、税金项目清单计价表(表-13)【5F装修工程‖5~1","index":26,"n_rows":14,"n_cols":6,"rows_kept":14,"merged":[[0,0,0,5],[1,1,1,2],[1,3,1,4],[13,0,13,4]],"flags":["formulas_cached_only"]}
["规费、税金项目计价表","","","","",""]
["工程名称：","四川省交通运输厅交通勘察设计研究院附楼4、5、6楼装修工程【5F安装工程】","","标段：","",""]
["序号","项目名称","计算基础","计算基数","计算费率（％）","金额(元)"]
["1","规费","分部分项清单定额人工费+单价措施项目清单定额人工费","","",""]
["1.1","社会保险费","分部分项清单定额人工费+单价措施项目清单定额人工费","","",""]
["(1)","养老保险费","分部分项清单定额人工费+单价措施项目清单定额人工费","","",""]
["(2)","失业保险费","分部分项清单定额人工费+单价措施项目清单定额人工费","","",""]
["(3)","医疗保险费","分部分项清单定额人工费+单价措施项目清单定额人工费","","",""]
["(4)","工伤保险费","分部分项清单定额人工费+单价措施项目清单定额人工费","","",""]
["(5)","生育保险费","分部分项清单定额人工费+单价措施项目清单定额人工费","","",""]
["1.2","住房公积金","分部分项清单定额人工费+单价措施项目清单定额人工费","","",""]
["1.3","工程排污费","按工程所在地环境保护部门收取标准，按实计入","","",""]
["2","销项增值税额","分部分项工程费+措施项目费+其他项目费+规费+创优质工程奖补偿奖励费-按规定不计税的工程设备金额-甲供材料（设备）设备费","","",""]
["合计","","","","",""]

{"sheet":"F.1.1 分部分项工程清单计价表(表-08)【6F装修工程~","index":27,"n_rows":48,"n_cols":12,"rows_kept":48,"merged":[[0,0,0,11],[1,0,1,1],[1,2,1,6],[1,7,1,9],[1,10,1,11],[2,0,4,0],[2,1,4,2],[2,3,4,3],[2,4,4,4],[2,5,4,5],[2,6,4,7],[2,8,2,11],[3,8,4,8],[3,9,4,10],[5,1,5,2],[5,6,5,7],[5,9,5,10],[6,1,6,2],[6,6,6,7],[6,9,6,10],[7,1,7,2],[7,6,7,7],[7,9,7,10],[8,1,8,2],[8,6,8,7],[8,9,8,10],[9,1,9,2],[9,6,9,7],[9,9,9,10],[10,1,10,2],[10,6,10,7],[10,9,10,10],[11,1,11,2],[11,6,11,7],[11,9,11,10],[12,1,12,2],[12,6,12,7],[12,9,12,10],[13,1,13,2],[13,6,13,7],[13,9,13,10],[14,1,14,2],[14,6,14,7],[14,9,14,10],[15,1,15,2],[15,6,15,7],[15,9,15,10],[16,1,16,2],[16,6,16,7],[16,9,16,10],[17,1,17,2],[17,6,17,7],[17,9,17,10],[18,1,18,2],[18,6,18,7],[18,9,18,10],[19,1,19,2],[19,6,19,7],[19,9,19,10],[20,1,20,2],[20,6,20,7],[20,9,20,10],[21,1,21,2],[21,6,21,7],[21,9,21,10],[22,1,22,2],[22,6,22,7],[22,9,22,10],[23,1,23,2],[23,6,23,7],[23,9,23,10],[24,1,24,2],[24,6,24,7],[24,9,24,10],[25,1,25,2],[25,6,25,7],[25,9,25,10],[26,1,26,2],[26,6,26,7],[26,9,26,10],[27,1,27,2],[27,6,27,7],[27,9,27,10],[28,1,28,2],[28,6,28,7],[28,9,28,10],[29,1,29,2],[29,6,29,7],[29,9,29,10],[30,1,30,2],[30,6,30,7],[30,9,30,10],[31,1,31,2],[31,6,31,7],[31,9,31,10],[32,1,32,2],[32,6,32,7],[32,9,32,10],[33,1,33,2],[33,6,33,7],[33,9,33,10],[34,1,34,2],[34,6,34,7],[34,9,34,10],[35,1,35,2],[35,6,35,7],[35,9,35,10],[36,1,36,2],[36,6,36,7],[36,9,36,10],[37,1,37,2],[37,6,37,7],[37,9,37,10],[38,1,38,2],[38,6,38,7],[38,9,38,10],[39,1,39,2],[39,6,39,7],[39,9,39,10],[40,1,40,2],[40,6,40,7],[40,9,40,10],[41,1,41,2],[41,6,41,7],[41,9,41,10],[42,1,42,2],[42,6,42,7],[42,9,42,10],[43,1,43,2],[43,6,43,7],[43,9,43,10],[44,1,44,2],[44,6,44,7],[44,9,44,10],[45,1,45,2],[45,6,45,7],[45,9,45,10],[46,1,46,2],[46,6,46,7],[46,9,46,10],[47,0,47,8],[47,9,47,10]],"flags":["formulas_cached_only"]}
["分部分项工程量清单与计价表","","","","","","","","","","",""]
["工程名称：","","四川省交通运输厅交通勘察设计研究院附楼4、5、6楼装修工程【6F装饰工程】","","","","","标段：","","","",""]
["序号","项目编码","","项目名称","项目特征描述","计量\r\n单位","工程量","","金额（元）","","",""]
["","","","","","","","","综合单价","合价","","其   中"]
["","","","","","","","","","","","暂估价"]
[" "," ","","砌筑工程"," "," "," ","","","","",""]
["1","010401003008","","新建墙体200砖墙","1.砖品种、规格、强度等级 ：Mu10页岩砖\r\n2.墙体类型 ：综合\r\n3.砂浆强度等级、配合比：M5混合砂浆","m3","11","","","","",""]
[" "," ","","分部小计"," "," "," ","","","","",""]
[" "," ","","门窗工程"," "," "," ","","","","",""]
["2","010801001026","","双开实木门","1.门类型：实木门\r\n2.框截面尺寸、骨架材料种类、面层材料品种:详设计\r\n3.防护材料种类：框外侧刷稀柏油二遍\r\n4.油漆品种、刷漆遍数：刮桐油灰腻子二遍，调和漆二遍","樘","1","","","","",""]
["3","010801001027","","单开实木门","1.门类型：实木门\r\n2.框截面尺寸、骨架材料种类、面层材料品种:详设计\r\n3.防护材料种类：框外侧刷稀柏油二遍\r\n4.油漆品种、刷漆遍数：刮桐油灰腻子二遍，调和漆二遍","樘","3","","","","",""]
["4","010802004028","","双开防盗门","1.门类型：钢质防盗门M1021\r\n2.防护材料种类：红丹防锈漆二遍\r\n3.油漆品种、刷漆遍数：调和漆二遍\r\n4.五金材料：球形执手锁、防盗门扣、门眼","樘","1","","","","",""]
["5","自编037","","单开门锁"," ","套","3","","","","",""]
["6","自编038","","双开门锁"," ","套","1","","","","",""]
["7","010805005024","","单开玻璃地弹门12mm","1.门类型：单开玻璃地弹门\r\n2.框外围尺寸：详设计\r\n3.玻璃品种、厚度：12mm厚钢化玻璃\r\n4.五金材料：不锈钢管子拉手、不锈钢夹具","m2","4.8","","","","",""]
["8","010805005025","","双开玻璃地弹门12mm","1.门类型：双开玻璃地弹门\r\n2.框外围尺寸：详设计\r\n3.玻璃品种、厚度：12mm厚钢化玻璃\r\n4.五金材料：不锈钢管子拉手、不锈钢夹具","m2","3.2","","","","",""]
["9","010810004033","","窗帘盒","1.窗帘盒材质、规格 \r\n2.防护材料种类","m","40.1","","","","",""]
[" "," ","","分部小计"," "," "," ","","","","",""]
[" "," ","","楼地面装饰工程"," "," "," ","","","","",""]
["10","011101005014","","地板自流平","1.找平层砂浆配合比、厚度 ：20厚1:3水泥砂浆找平层\r\n1.打磨地坪2遍。\r\n22地坪检测。\r\n3.清洁地面。\r\n4.涂刷界面剂。\r\n5.图刮均匀，打磨平整","m2","249.5","","","","",""]
["11","011101006013","","地面找平","20mm厚1:2水泥砂浆找平层\r\n原地面高差较大，修补超出水平部分，填补落差较大区域","m2","245","","","","",""]
["12","011102001018","","门槛石","1.找平层材料种类、厚度：1:3水泥砂浆20mm厚 \r\n2.结合层厚度、砂浆配合比：20mm厚1:2干硬性水泥砂浆 \r\n3.面层材料品种、规格：门槛石\r\n4.嵌缝材料种类：白水泥浆","m2","1.3","","","","",""]
["13","011103003015","","PVC塑胶地板","1地面打磨处理\r\n2专用吸尘设备吸取表面附着颗粒，\r\n3.打胶，PVC地面图刮专用沾合剂，\r\n4.无缝切割，\r\n5.滚压，焊接\r\n6.面层材料品种、规格、品牌、颜色：PVC塑胶地板","m2","249.5","","","","",""]
["14","011105005019","","木质踢脚线","1.踢脚板高度：120mm\r\n2.基层、面层材料种类、规格：机制木工板10mm厚\r\n3.面层材料种类、规格：榉木板5mm厚、硬木收口条15mm×5mm\r\n4.防护材料种类：基层背面满刷防腐剂\r\n5.油漆品种、刷漆遍数：醇酸清漆5遍","m","131.2","","","","",""]
[" "," ","","分部小计"," "," "," ","","","","",""]
[" "," ","","墙、柱面装饰与隔断、幕墙工程"," "," "," ","","","","",""]
["15","011204003011","","储藏室包墙","储藏室包墙\r\n","m2","4.55","","","","",""]
["16","011204003012","","办公室包墙","办公室包墙\r\n","m2","3.9","","","","",""]
["17","011210005023","","办公区深灰色铝型材成品隔断","深灰色铝型材成品隔断（10mm钢化玻璃）\r\n2、隔断高度：H=2.6m\r\n3、专业厂家定做\r\n\r\n","m2","41.36","","","","",""]
[" "," ","","分部小计"," "," "," ","","","","",""]
[" "," ","","天棚工程"," "," "," ","","","","",""]
["18","011302001029","","顶面石膏板吊平顶","1.吊顶形式：不上人型，平面\r\n2.龙骨材料种类、规格、中距：详设计\r\n3.面层材料品种、规格、品牌、颜色：石膏板吊顶","m2","55","","","","",""]
["19","011302001031","","顶面石膏板吊造型顶","1.吊顶形式：不上人型，跌级\r\n2.龙骨材料种类、规格、中距：详设计\r\n3.面层材料品种、规格、品牌、颜色：石膏板吊顶","m2","100","","","","",""]
["20","011302001032","","顶面600*600复合硅钙板吊顶","1.吊顶形式：平面\r\n2.龙骨材料种类、规格、中距：详设计\r\n3.面层材料品种、规格、品牌、颜色：600*600复合硅钙板吊顶","m2","75","","","","",""]
[" "," ","","分部小计"," "," "," ","","","","",""]
[" "," ","","油漆、涂料、裱糊工程"," "," "," ","","","","",""]
["21","011406001020","","墙面乳胶漆","1.基层类型：墙面一般抹灰面\r\n2.腻子种类：石膏粉腻子、成品腻子粉、成品腻子膏\r\n3.刮腻子要求：清理基层，修补，砂纸打磨；满刮腻子一遍，找补两遍\r\n4.面层：乳胶漆面层 品牌：多乐士\r\n\r\n","m2","136.8","","","","",""]
["22","011406001021","","顶面乳胶漆","1.基层类型：天棚一般抹灰面\r\n2.腻子种类：石膏粉腻子、成品腻子粉、成品腻子膏\r\n3.刮腻子要求：清理基层，修补，砂纸打磨；满刮腻子一遍，找补两遍\r\n4.面层：乳胶漆面层 品牌：多乐士","m2","148.5","","","","",""]
[" "," ","","分部小计"," "," "," ","","","","",""]
[" "," ","","拆除工程"," "," "," ","","","","",""]
["23","011602001004","","原有地面拆除","1.人工拆除地面等；\r\n2.建筑垃圾外运及弃土费用:投标人自行考虑。","m2","230","","","","",""]
["24","011602001040","","原有墙面造型拆除","1.人工拆除墙面造型等；\r\n2.建筑垃圾外运及弃土费用:投标人自行考虑","m2","160","","","","",""]
["25","011606003005","","原有顶面造型吊顶拆除","1.人工拆除原有顶面造型吊顶等；\r\n2.建筑垃圾外运及弃土费用:投标人自行考虑。","m2","230","","","","",""]
[" "," ","","分部小计"," "," "," ","","","","",""]
[" "," ","","自定义分部"," "," "," ","","","","",""]
["26","自编007","","原有顶面管线及桥架拆除"," ","项","1","","","","",""]
[" "," ","","分部小计"," "," "," ","","","","",""]
["合　　计","","","","","","","","","","",""]

{"sheet":"F.1.2 单价措施项目清单计价表(表-08)【6F装修工程~","index":28,"n_rows":22,"n_cols":12,"rows_kept":22,"merged":[[0,0,0,11],[1,0,1,1],[1,2,1,6],[1,7,1,9],[1,10,1,11],[2,0,4,0],[2,1,4,2],[2,3,4,3],[2,4,4,4],[2,5,4,5],[2,6,4,7],[2,8,2,11],[3,8,4,8],[3,9,4,10],[5,1,5,2],[5,6,5,7],[5,9,5,10],[6,1,6,2],[6,6,6,7],[6,9,6,10],[7,1,7,2],[7,6,7,7],[7,9,7,10],[8,1,8,2],[8,6,8,7],[8,9,8,10],[9,1,9,2],[9,6,9,7],[9,9,9,10],[10,1,10,2],[10,6,10,7],[10,9,10,10],[11,1,11,2],[11,6,11,7],[11,9,11,10],[12,1,12,2],[12,6,12,7],[12,9,12,10],[13,1,13,2],[13,6,13,7],[13,9,13,10],[14,1,14,2],[14,6,14,7],[14,9,14,10],[15,1,15,2],[15,6,15,7],[15,9,15,10],[16,1,16,2],[16,6,16,7],[16,9,16,10],[17,1,17,2],[17,6,17,7],[17,9,17,10],[18,1,18,2],[18,6,18,7],[18,9,18,10],[19,1,19,2],[19,6,19,7],[19,9,19,10],[20,1,20,2],[20,6,20,7],[20,9,20,10],[21,0,21,8],[21,9,21,10]],"flags":["formulas_cached_only"]}
["单价措施项目清单与计价表","","","","","","","","","","",""]
["工程名称：","","四川省交通运输厅交通勘察设计研究院附楼4、5、6楼装修工程【6F装饰工程】","","","","","标段：","","","",""]
["序 号","项目编码","","项目名称","项目特征描述","计量\r\n单位","工程量","","金额（元）","","",""]
["","","","","","","","","综合单价","合价","","其中"]
["","","","","","","","","","","","暂估价"]
[" "," ","","脚手架工程"," "," "," ","","","","",""]
["1","011701001001","","综合脚手架","1．建筑结构形式 \r\n2．檐口高度","m2"," ","","","","",""]
[" "," ","","小计"," "," "," ","","","","",""]
[" "," ","","垂直运输"," "," "," ","","","","",""]
["2","011703001001","","垂直运输","1. 建筑物建筑类型及结构形式 \r\n2. 地下室建筑面积 \r\n3. 建筑物檐口高度、层数","m2|天"," ","","","","",""]
[" "," ","","小计"," "," "," ","","","","",""]
[" "," ","","超高施工增加"," "," "," ","","","","",""]
["3","011704001001","","超高施工增加","1. 建筑物建筑类型及结构形式 \r\n2. 建筑物檐口高度、层数 \r\n3.单层建筑物檐口高度超过20m，多层建筑物超过6层部分的建筑面积","m2"," ","","","","",""]
[" "," ","","小计"," "," "," ","","","","",""]
[" "," ","","大型机械设备进出场及安拆"," "," "," ","","","","",""]
["4","011705001001","","大型机械设备进出场及安拆","1.机械设备名称 \r\n2.机械设备规格型号","台次"," ","","","","",""]
[" "," ","","小计"," "," "," ","","","","",""]
[" "," ","","施工排水、降水"," "," "," ","","","","",""]
["5","011706001001","","成井","1.成井方式 \r\n2.地层情况 \r\n3.成井直径 \r\n4.井（滤）管类型、直径","m"," ","","","","",""]
["6","011706002001","","排水、降水","1.机械规格型号 \r\n2.降排水管规格","昼夜"," ","","","","",""]
[" "," ","","小计"," "," "," ","","","","",""]
["合　　计","","","","","","","","","","",""]

{"sheet":"F.4 总价措施项目清单计价表(表-11)【6F装修工程‖6~","index":29,"n_rows":16,"n_cols":12,"rows_kept":16,"merged":[[0,0,0,11],[1,0,1,1],[1,2,1,5],[1,6,1,7],[1,8,1,11],[2,1,2,2],[2,3,2,4],[2,8,2,9],[3,1,3,2],[3,3,3,4],[3,8,3,9],[4,1,4,2],[4,3,4,4],[4,8,4,9],[5,1,5,2],[5,3,5,4],[5,8,5,9],[6,1,6,2],[6,3,6,4],[6,8,6,9],[7,1,7,2],[7,3,7,4],[7,8,7,9],[8,1,8,2],[8,3,8,4],[8,8,8,9],[9,1,9,2],[9,3,9,4],[9,8,9,9],[10,1,10,2],[10,3,10,4],[10,8,10,9],[11,1,11,2],[11,3,11,4],[11,8,11,9],[12,1,12,2],[12,3,12,4],[12,8,12,9],[13,1,13,2],[13,3,13,4],[13,8,13,9],[14,1,14,2],[14,3,14,4],[14,8,14,9],[15,0,15,6],[15,8,15,9]],"flags":["formulas_cached_only"]}
["总价措施项目清单计价表","","","","","","","","","","",""]
["工程名称：","","四川省交通运输厅交通勘察设计研究院附楼4、5、6楼装修工程【6F装饰工程】","","","","标段：","","","","",""]
["序 号","项目编码","","项目名称","","计算基础","费率\r\n（%）","金额\r\n（元）","调整费率\r\n(%)","","调整后\r\n金额(元)","备注"]
["1","011707001001","","安全文明施工",""," "," ","","","",""," "]
["1.1","①","","环境保护","","分部分项定额人工费+单价措施定额人工费","0.2","","","",""," "]
["1.2","②","","文明施工","","分部分项定额人工费+单价措施定额人工费","2.48","","","",""," "]
["1.3","③","","安全施工","","分部分项定额人工费+单价措施定额人工费","2.05","","","",""," "]
["1.4","④","","临时设施","","分部分项定额人工费+单价措施定额人工费","3.41","","","",""," "]
["2","011707002001","","夜间施工",""," "," ","","","",""," "]
["3","011707003001","","非夜间施工照明",""," "," ","","","",""," "]
["4","011707004001","","二次搬运",""," "," ","","","",""," "]
["5","011707005001","","冬雨季施工",""," "," ","","","",""," "]
["6","011707006001","","地上、地下设施、建筑物的临时保护设施",""," "," ","","","",""," "]
["7","011707007001","","已完工程及设备保护",""," "," ","","","",""," "]
["8","011707008001","","工程定位复测费",""," "," ","","","",""," "]
["合　　计","","","","","","","","","","",""]

{"sheet":"G.1 其他项目清单计价汇总表(表-12)【6F装修工程‖6~","index":30,"n_rows":10,"n_cols":6,"rows_kept":10,"merged":[[0,0,0,5],[1,2,1,4],[2,4,2,5],[3,4,3,5],[4,4,4,5],[5,4,5,5],[6,4,6,5],[7,4,7,5],[8,4,8,5],[9,0,9,1],[9,4,9,5]],"flags":["formulas_cached_only"]}
["其他项目清单与计价汇总表","","","","",""]
["工程名称：","四川省交通运输厅交通勘察设计研究院附楼4、5、6楼装修工程【6F装饰工程】","标段：","","",""]
["序号","项 目 名 称","金额（元）","结算金额(元)","备注",""]
["1","暂列金额"," ","","明细详见表-12-1",""]
["2","暂估价"," ",""," ",""]
["2.1","材料(工程设备)暂估价/结算价","-","","明细详见表-12-2",""]
["2.2","专业工程暂估价/结算价"," ","","明细详见表-12-3",""]
["3","计日工"," ","","明细详见表-12-4",""]
["4","总承包服务费"," ","","明细详见表-12-5",""]
["合　　计","","","","-",""]

{"sheet":"G.2 暂列金额明细表(表-12-1)【6F装修工程‖6F装~","index":31,"n_rows":5,"n_cols":5,"rows_kept":5,"merged":[[0,0,0,4],[1,2,1,3],[4,0,4,2]],"flags":["formulas_cached_only"]}
["暂列金额明细表","","","",""]
["工程名称：","四川省交通运输厅交通勘察设计研究院附楼4、5、6楼装修工程【6F装饰工程】","标段：","",""]
["序号","项目名称","计量单位","暂定金额(元)","备注"]
["1","暂列金额","项",""," "]
["合　　计","","","","-"]

{"sheet":"H 规费、税金项目清单计价表(表-13)【6F装修工程‖6F~","index":32,"n_rows":14,"n_cols":6,"rows_kept":14,"merged":[[0,0,0,5],[1,1,1,2],[1,3,1,4],[13,0,13,4]],"flags":["formulas_cached_only"]}
["规费、税金项目计价表","","","","",""]
["工程名称：","四川省交通运输厅交通勘察设计研究院附楼4、5、6楼装修工程【6F装饰工程】","","标段：","",""]
["序号","项目名称","计算基础","计算基数","计算费率（％）","金额(元)"]
["1","规费","分部分项清单定额人工费+单价措施项目清单定额人工费","","",""]
["1.1","社会保险费","分部分项清单定额人工费+单价措施项目清单定额人工费","","",""]
["(1)","养老保险费","分部分项清单定额人工费+单价措施项目清单定额人工费","","",""]
["(2)","失业保险费","分部分项清单定额人工费+单价措施项目清单定额人工费","","",""]
["(3)","医疗保险费","分部分项清单定额人工费+单价措施项目清单定额人工费","","",""]
["(4)","工伤保险费","分部分项清单定额人工费+单价措施项目清单定额人工费","","",""]
["(5)","生育保险费","分部分项清单定额人工费+单价措施项目清单定额人工费","","",""]
["1.2","住房公积金","分部分项清单定额人工费+单价措施项目清单定额人工费","","",""]
["1.3","工程排污费","按工程所在地环境保护部门收取标准，按实计入","","",""]
["2","销项增值税额","分部分项工程费+措施项目费+其他项目费+规费+创优质工程奖补偿奖励费-按规定不计税的工程设备金额-甲供材料（设备）设备费","","",""]
["合计","","","","",""]

{"sheet":"F.1.1 分部分项工程清单计价表(表-08)【6F装修工~1","index":33,"n_rows":21,"n_cols":12,"rows_kept":21,"merged":[[0,0,0,11],[1,0,1,1],[1,2,1,6],[1,7,1,9],[1,10,1,11],[2,0,4,0],[2,1,4,2],[2,3,4,3],[2,4,4,4],[2,5,4,5],[2,6,4,7],[2,8,2,11],[3,8,4,8],[3,9,4,10],[5,1,5,2],[5,6,5,7],[5,9,5,10],[6,1,6,2],[6,6,6,7],[6,9,6,10],[7,1,7,2],[7,6,7,7],[7,9,7,10],[8,1,8,2],[8,6,8,7],[8,9,8,10],[9,1,9,2],[9,6,9,7],[9,9,9,10],[10,1,10,2],[10,6,10,7],[10,9,10,10],[11,1,11,2],[11,6,11,7],[11,9,11,10],[12,1,12,2],[12,6,12,7],[12,9,12,10],[13,1,13,2],[13,6,13,7],[13,9,13,10],[14,1,14,2],[14,6,14,7],[14,9,14,10],[15,1,15,2],[15,6,15,7],[15,9,15,10],[16,1,16,2],[16,6,16,7],[16,9,16,10],[17,1,17,2],[17,6,17,7],[17,9,17,10],[18,1,18,2],[18,6,18,7],[18,9,18,10],[19,1,19,2],[19,6,19,7],[19,9,19,10],[20,0,20,8],[20,9,20,10]],"flags":["formulas_cached_only"]}
["分部分项工程量清单与计价表","","","","","","","","","","",""]
["工程名称：","","四川省交通运输厅交通勘察设计研究院附楼4、5、6楼装修工程【6F安装工程】","","","","","标段：","","","",""]
["序号","项目编码","","项目名称","项目特征描述","计量\r\n单位","工程量","","金额（元）","","",""]
["","","","","","","","","综合单价","合价","","其   中"]
["","","","","","","","","","","","暂估价"]
[" "," ","","电气设备安装工程"," "," "," ","","","","",""]
["1","自编090","","强电改造","1.品牌：所有线路为品牌为三电\r\n2.详设计图","m2","255","","","","",""]
["2","030412006021","","300*1200面板灯","1.名称：面板灯\r\n2.型号、规格：300*1200","套","18","","","","",""]
["3","030412006021","","小射灯","1.名称：小射灯\r\n2.型号、规格：详设计","套","17","","","","",""]
["4","030412006021","","过道筒灯","1.名称：国道筒灯 \r\n2.型号、规格：详设计","套","10","","","","",""]
["5","030412006021","","会议室筒灯","1.名称：会议室筒灯 \r\n2.型号、规格：详设计","套","8","","","","",""]
["6","030412006021","","600*600面板灯","1.名称：面板灯\r\n2.型号、规格600*600","套","10","","","","",""]
["7","030404035025","","五孔插座","1.名称：暗装接地单相二三孔插座 \r\n2.规格：10A AC250V  ","个","25","","","","",""]
["8","030404035025","","五孔地插","1.名称：暗装接地单相二三孔插座 \r\n2.规格：10A AC250V  ","个","48","","","","",""]
["9","030404035026","","空调插座","1.名称：暗装接地单相空调插座（柜机）\r\n2.规格：16A AC250V  ","个","4","","","","",""]
["10","030411006033","","开关面板","1.名称：暗装开关面板","个","11","","","","",""]
[" "," ","","分部小计"," "," "," ","","","","",""]
[" "," ","","给排水、采暖、燃气工程"," "," "," ","","","","",""]
["11","031004008058","","小厨宝","1.材质：成品小厨宝\r\n2.规格、类型：成品 \r\n3.组装形式：成套","组","2","","","","",""]
[" "," ","","分部小计"," "," "," ","","","","",""]
["合　　计","","","","","","","","","","",""]

{"sheet":"F.1.2 单价措施项目清单计价表(表-08)【6F装修工~1","index":34,"n_rows":6,"n_cols":12,"rows_kept":6,"merged":[[0,0,0,11],[1,0,1,1],[1,2,1,6],[1,7,1,9],[1,10,1,11],[2,0,4,0],[2,1,4,2],[2,3,4,3],[2,4,4,4],[2,5,4,5],[2,6,4,7],[2,8,2,11],[3,8,4,8],[3,9,4,10],[5,0,5,8],[5,9,5,10]],"flags":["formulas_cached_only"]}
["单价措施项目清单与计价表","","","","","","","","","","",""]
["工程名称：","","四川省交通运输厅交通勘察设计研究院附楼4、5、6楼装修工程【6F安装工程】","","","","","标段：","","","",""]
["序 号","项目编码","","项目名称","项目特征描述","计量\r\n单位","工程量","","金额（元）","","",""]
["","","","","","","","","综合单价","合价","","其中"]
["","","","","","","","","","","","暂估价"]
["合　　计","","","","","","","","","","",""]

{"sheet":"F.4 总价措施项目清单计价表(表-11)【6F装修工程‖~1","index":35,"n_rows":16,"n_cols":12,"rows_kept":16,"merged":[[0,0,0,11],[1,0,1,1],[1,2,1,5],[1,6,1,7],[1,8,1,11],[2,1,2,2],[2,3,2,4],[2,8,2,9],[3,1,3,2],[3,3,3,4],[3,8,3,9],[4,1,4,2],[4,3,4,4],[4,8,4,9],[5,1,5,2],[5,3,5,4],[5,8,5,9],[6,1,6,2],[6,3,6,4],[6,8,6,9],[7,1,7,2],[7,3,7,4],[7,8,7,9],[8,1,8,2],[8,3,8,4],[8,8,8,9],[9,1,9,2],[9,3,9,4],[9,8,9,9],[10,1,10,2],[10,3,10,4],[10,8,10,9],[11,1,11,2],[11,3,11,4],[11,8,11,9],[12,1,12,2],[12,3,12,4],[12,8,12,9],[13,1,13,2],[13,3,13,4],[13,8,13,9],[14,1,14,2],[14,3,14,4],[14,8,14,9],[15,0,15,6],[15,8,15,9]],"flags":["formulas_cached_only"]}
["总价措施项目清单计价表","","","","","","","","","","",""]
["工程名称：","","四川省交通运输厅交通勘察设计研究院附楼4、5、6楼装修工程【6F安装工程】","","","","标段：","","","","",""]
["序 号","项目编码","","项目名称","","计算基础","费率\r\n（%）","金额\r\n（元）","调整费率\r\n(%)","","调整后\r\n金额(元)","备注"]
["1","031302001001","","安全文明施工",""," "," ","","","",""," "]
["1.1","①","","环境保护","","分部分项定额人工费","0.2","","","","","分部分项定额人工费+单价措施定额人工费"]
["1.2","②","","文明施工","","分部分项定额人工费","1.24","","","","","分部分项定额人工费+单价措施定额人工费"]
["1.3","③","","安全施工","","分部分项定额人工费","2.05","","","","","分部分项定额人工费+单价措施定额人工费"]
["1.4","④","","临时设施","","分部分项定额人工费","3.41","","","","","分部分项定额人工费+单价措施定额人工费"]
["2","031302002001","","夜间施工增加",""," "," ","","","",""," "]
["3","031302003001","","非夜间施工增加",""," "," ","","","",""," "]
["4","031302004001","","二次搬运",""," "," ","","","",""," "]
["5","031302005001","","冬雨季施工增加",""," "," ","","","",""," "]
["6","031302006001","","已完工程及设备保护",""," "," ","","","",""," "]
["7","031302007001","","高层施工增加",""," "," ","","","",""," "]
["8","031302008001","","工程定位复测费",""," "," ","","","",""," "]
["合　　计","","","","","","","","","","",""]

{"sheet":"G.1 其他项目清单计价汇总表(表-12)【6F装修工程‖~1","index":36,"n_rows":10,"n_cols":6,"rows_kept":10,"merged":[[0,0,0,5],[1,2,1,4],[2,4,2,5],[3,4,3,5],[4,4,4,5],[5,4,5,5],[6,4,6,5],[7,4,7,5],[8,4,8,5],[9,0,9,1],[9,4,9,5]],"flags":["formulas_cached_only"]}
["其他项目清单与计价汇总表","","","","",""]
["工程名称：","四川省交通运输厅交通勘察设计研究院附楼4、5、6楼装修工程【6F安装工程】","标段：","","",""]
["序号","项 目 名 称","金额（元）","结算金额(元)","备注",""]
["1","暂列金额"," ","","明细详见表-12-1",""]
["2","暂估价"," ",""," ",""]
["2.1","材料(工程设备)暂估价","-","","明细详见表-12-2",""]
["2.2","专业工程暂估价"," ","","明细详见表-12-3",""]
["3","计日工"," ","","明细详见表-12-4",""]
["4","总承包服务费"," ","","明细详见表-12-5",""]
["合　　计","","","","-",""]

{"sheet":"G.2 暂列金额明细表(表-12-1)【6F装修工程‖6F安~","index":37,"n_rows":5,"n_cols":5,"rows_kept":5,"merged":[[0,0,0,4],[1,2,1,3],[4,0,4,2]],"flags":["formulas_cached_only"]}
["暂列金额明细表","","","",""]
["工程名称：","四川省交通运输厅交通勘察设计研究院附楼4、5、6楼装修工程【6F安装工程】","标段：","",""]
["序号","项目名称","计量单位","暂定金额(元)","备注"]
[" "," "," "," "," "]
["合　　计","","","","-"]

{"sheet":"H 规费、税金项目清单计价表(表-13)【6F装修工程‖6~1","index":38,"n_rows":14,"n_cols":6,"rows_kept":14,"merged":[[0,0,0,5],[1,1,1,2],[1,3,1,4],[13,0,13,4]],"flags":["formulas_cached_only"]}
["规费、税金项目计价表","","","","",""]
["工程名称：","四川省交通运输厅交通勘察设计研究院附楼4、5、6楼装修工程【6F安装工程】","","标段：","",""]
["序号","项目名称","计算基础","计算基数","计算费率（％）","金额(元)"]
["1","规费","分部分项清单定额人工费+单价措施项目清单定额人工费","","",""]
["1.1","社会保险费","分部分项清单定额人工费+单价措施项目清单定额人工费","","",""]
["(1)","养老保险费","分部分项清单定额人工费+单价措施项目清单定额人工费","","",""]
["(2)","失业保险费","分部分项清单定额人工费+单价措施项目清单定额人工费","","",""]
["(3)","医疗保险费","分部分项清单定额人工费+单价措施项目清单定额人工费","","",""]
["(4)","工伤保险费","分部分项清单定额人工费+单价措施项目清单定额人工费","","",""]
["(5)","生育保险费","分部分项清单定额人工费+单价措施项目清单定额人工费","","",""]
["1.2","住房公积金","分部分项清单定额人工费+单价措施项目清单定额人工费","","",""]
["1.3","工程排污费","按工程所在地环境保护部门收取标准，按实计入","","",""]
["2","销项增值税额","分部分项工程费+措施项目费+其他项目费+规费+创优质工程奖补偿奖励费-按规定不计税的工程设备金额-甲供材料（设备）设备费","","",""]
["合计","","","","",""]